## Analytical Method
UID | ID | Name | Context Code | Description | Qualifier Type | URL | Last Change Date
101426 | ***RENAMED_4500NC | _4500NC | APHA_SM18ED |  |  |  | 8/26/2026 10:42:47 AM
101153 | 00-01 | Gross Alpha and Beta Activity in Water | USEPA |  |  |  | 3/19/2025 4:56:31 PM
101154 | 00-02 | Gross Alpha Activity in Drinking Water by Coprecipitation | USEPA |  |  |  | 3/19/2025 4:56:31 PM
101155 | 00-03 | Lead-210 and Polonium-210 in Dried Samples | USEPA |  |  |  | 3/19/2025 4:56:32 PM
101156 | 00-04 | Plutonium, Thorium & Uranium in Air Filters | USEPA |  |  |  | 3/19/2025 4:56:33 PM
101157 | 00-05 | Thorium and Uranium in Ashed Samples | USEPA |  |  |  | 3/19/2025 4:56:34 PM
101158 | 00-06 | Thorium and Uranium in Ashed Samples | USEPA |  |  |  | 3/19/2025 4:56:34 PM
101159 | 00-07 | Thorium and Uranium in Water Samples | USEPA |  |  |  | 3/19/2025 4:56:35 PM
101160 | 00-09 | Plutonium and Uranium in Milk | USEPA |  |  |  | 3/19/2025 4:56:36 PM
100420 | 00021 | Pharmaceuticals, wf, Sch 2080 | USGS-OK | MethodDescriptionText |  |  | 7/19/2018 3:58:50 PM
100419 | 00048 | Nutrients, wf, color, DA | USGS-OK |  |  |  | 7/19/2018 3:58:48 PM
101397 | 00048 | Nutrients, wf, color, DA | USDOI/USGS | Nutrients in filtered water, colorimetric, by discrete analyzer |  |  | 4/18/2026 4:06:50 AM
101398 | 00049 | Nutrients, wf, NaR, colorimetric | USDOI/USGS | Nutrients in filtered water by enzymatic reductase colorimetry by discrete analyzer |  |  | 4/18/2026 4:06:50 AM
100418 | 00049 | Nutrients, wf, NaR, colorimetric | USGS-OK |  |  |  | 7/19/2018 3:58:48 PM
100434 | 00050 | Plant pigments, sonication & 445 | USGS-OK |  |  |  | 7/19/2018 4:11:00 PM
100431 | 00093 | Biomass (Standing Crop) | USGS-OK | MethodDescriptionText |  |  | 7/19/2018 4:11:00 PM
100336 | 00097 | BOD, wu, incub 5d @ 20C, EPAmeth | USGS-OK | MethodDescriptionText |  |  | 3/16/2018 7:26:46 AM
101161 | 0010(B) | 0010 B ~ Total Chromatographable Organic Material | USEPA |  |  |  | 3/19/2025 4:56:37 PM
101162 | 0010(BT) | 0010 BT ~ Tritium in Biological Tissue | USEPA |  |  |  | 3/19/2025 4:56:37 PM
101163 | 0010(W) | 0010 W ~ Tritium in Water | USEPA | in Water |  |  | 3/27/2025 4:33:21 PM
100399 | 00102 | Total petroleum hydrocarbons | USGS-OK | MethodDescriptionText |  |  | 7/19/2018 3:55:47 PM
101164 | 0011-0 | 0011 0 ~ Sampling for Formaldehyde Emissions | USEPA |  |  |  | 3/19/2025 4:56:39 PM
1614 | 0011A | 0011 A ~ Analysis of Aldehydes/Ketones by HPLC | USEPA |  |  |  | 6/26/2019 4:12:47 PM
101399 | 00127 | PIC | USDOI/USGS | Carbon, inorganic, suspended (Total Particulate Inorganic Carbon (PIC)) |  |  | 4/18/2026 4:06:50 AM
100255 | 00127 | PIC | USGS-OK |  |  |  | 1/29/2018 9:20:00 AM
1615 | 002(A) | 002 A ~ Radon-222 in Air | USEPA |  |  |  | 6/26/2019 4:12:47 PM
1616 | 002(W) | 002 W ~ Radon-222 in Water | USEPA | in Water |  |  | 6/26/2019 4:12:47 PM
1617 | 0023A | 0023 A ~ Sampling for PCDD and PCDF Emissions | USEPA |  |  |  | 6/26/2019 4:12:47 PM
1618 | 004(A) | 004 A ~ Radium-226 and Radium-228 in Air | USEPA |  |  |  | 6/26/2019 4:12:47 PM
1619 | 004(S) | 004 S ~ Radium-226 and Radium-228 in Soil | USEPA | in Sediment |  |  | 6/26/2019 4:12:47 PM
1620 | 004(W) | 004 W ~ Radium-226 and Radium-228 in Water | USEPA | in Water |  |  | 6/26/2019 4:12:47 PM
1621 | 005(A) | 005 A ~ Plutonium, Uranium and Thorium in Air | USEPA |  |  |  | 6/26/2019 4:12:47 PM
1622 | 005(BT) | 005 BT ~ Plutonium, Uranium and Thorium in Tissue | USEPA |  |  |  | 6/26/2019 4:12:47 PM
1623 | 005(S) | 005 S ~ Plutonium, Uranium and Thorium in Soil | USEPA | in Sediment |  |  | 6/26/2019 4:12:47 PM
1624 | 005(W) | 005 W ~ Plutonium, Uranium and Thorium in Water | USEPA | in Water |  |  | 6/26/2019 4:12:47 PM
1625 | 008(BT) | 008 BT ~ Strontium-89 and Strontium-90 in Tissue | USEPA |  |  |  | 6/26/2019 4:12:47 PM
1626 | 008(S) | 008 S ~ Strontium-89 and Strontium-90 in Soil | USEPA | in Sediment |  |  | 6/26/2019 4:12:47 PM
1627 | 008(V) | 008 V ~ Strontium-89 and Strontium-90 in Plants | USEPA |  |  |  | 6/26/2019 4:12:47 PM
1628 | 008(W) | 008 W ~ Strontium-89 and Strontium-90 in Water | USEPA | in Water |  |  | 6/26/2019 4:12:47 PM
1629 | 1 | Beta Activity in Airborne Particulates | USEPA |  |  |  | 8/12/2006 11:50:00 PM
1630 | 10 | Carbon Monoxide Emissions in Air | USEPA |  |  |  | 8/12/2006 11:50:00 PM
101165 | 10-107-04-1-A | 10-107-04-1 A ~ Determination of Nitrate/Nitrite in Surface and Wastewaters by Flow Injection Analysis | LACHAT | http://www.uvm.edu/bwrl/lab_docs/protocols/Nitrate_water_lachat.pdf |  |  | 3/19/2025 4:56:40 PM
3227 | 10-107-04-1-C | 10-107-04-1 C ~ Nitrate and Nitrite Cadmium reduction method | LACHAT |  |  |  | 6/26/2019 4:12:51 PM
101166 | 10-107-04-1-D | 10-107-04-1 D ~ Nitrate and Nitrite - Cadmium reduction method | LACHAT |  |  |  | 3/19/2025 4:56:40 PM
101167 | 10-107-04-1-J | 10-107-04-1 J ~ Ultra Low Flow Methods | LACHAT | http://www.lachatinstruments.com/download/Ultra-Low-Flow-Datapack_9-09.pdf |  |  | 3/19/2025 4:56:41 PM
101168 | 10-107-04-1-O | 10-107-04-1 O ~ Nitrate and Nitrite Cadmium Reduction Method (Sulfanilamide/NED) | LACHAT | URL: http://www.lachatinstruments.com/download/LL022-Rev-7.pdf |  |  | 3/19/2025 4:56:42 PM
101169 | 10-107-04-3-P | 10-107-04-3 P ~ Total Nitrogen by In-Line UV/Persulfate Digestion and Oxidation with Flow Injection Analysis | LACHAT |  |  |  | 3/19/2025 4:56:43 PM
101170 | 10-107-04-4-A | 10-107-04-4 A ~ Total Nitrogen; manual alkaline persulfate digestion; low-flow method. Cadmium reduction. Sulfanilamide/NED 520nm. | LACHAT | http://www.lachatinstruments.com/download/LL022_Methods-List_Rev%206.pdf |  |  | 4/21/2025 8:30:33 AM
101171 | 10-107-04-4-B | 10-107-04-4 B ~ Total Nitrogen using Persulfate Block Digestion and Cadmium Reduction | LACHAT | http://www.lachatinstruments.com/download/LL022_Methods-List_Rev%206.pdf |  |  | 3/19/2025 4:56:44 PM
101205 | 10-107-04-6-A | 10-107-04-6 A ~ LACHAT; Sulfanilamide/NED UV Nitrate Reduction; 540 nm | LACHAT |  |  |  | 4/29/2025 5:36:31 AM
101172 | 10-107-06-1-B | 10-107-06-1 B ~ Alkaline Phenol-based method; 0.2% H2SO4 preserved samples | LACHAT | This method covers the determination of ammonia in drinking, ground,surface, and saline waters, domestic and industrial wastes. Determination of ammonia nitrogen by semi-automated colorimetry. https://www.hach.com/asset-get.download.jsa?id=32128559557 |  |  | 4/21/2025 8:30:33 AM
3229 | 10-107-06-1-J | 10-107-06-1 J ~ Ammonia- Alkaline phenol-based method | LACHAT |  |  |  | 6/26/2019 4:12:51 PM
101173 | 10-107-06-1-K | 10-107-06-1 K ~ Ammonia - Alkaline Phenol-based method; Low-flow method | LACHAT |  |  |  | 3/19/2025 4:56:46 PM
101174 | 10-107-06-2-A | 10-107-06-2 A ~ Ammonia - Sodium salicylate-based method | LACHAT |  |  |  | 3/19/2025 4:56:46 PM
101175 | 10-107-06-2-B | 10-107-06-2 B ~ Ammonia - Sodium Salicylate-based method | LACHAT | URL: http://www.lachatinstruments.com/download/LL022-Rev-7.pdf |  |  | 3/19/2025 4:56:47 PM
3228 | 10-107-06-2-E | 10-107-06-2 E ~ Kjeldahl nitrogen- Mercury catalyst | LACHAT |  |  |  | 6/26/2019 4:12:51 PM
101176 | 10-107-06-2-H | 10-107-06-2 H ~ Kjeldahl Nitrogen Methods (TKN) for Automated Ion Analyzers | LACHAT | http://www.lachatinstruments.com/download/LL022_Methods-List_Rev%206.pdf |  |  | 3/19/2025 4:56:48 PM
100468 | 10-107-06-2-I | Kjeldahl digests: Copper Catalyst | OKWRB-STREAMS_WQX | http://www.lachatinstruments.com/download/LL022_Methods-List_Rev%206.pdf |  |  | 2/7/2019 3:50:27 PM
101177 | 10-107-06-2-M | 10-107-06-2 M ~ Kjeldahl Nitrogen with Copper Catalyst | LACHAT | URL: http://www.lachatinstruments.com/download/LL022-Rev-7.pdf |  |  | 3/19/2025 4:56:49 PM
101178 | 10-107-06-2-O | 10-107-06-2 O ~ Ammonia - Sodium salicylate-based method | LACHAT | URL: (page 19 on pdf): http://www.lachatinstruments.com/download/LL022-Rev-7.pdf |  |  | 3/19/2025 4:56:50 PM
101179 | 10-107-06-3-D | 10-107-06-3 D ~ Ammonia - Automated Colorimetric (Sodium Salycilate-based method) | LACHAT | http://www.lachatinstruments.com/download/LL022_Methods-List_Rev%206.pdf |  |  | 3/19/2025 4:56:50 PM
3235 | 10-109-12-2-A | 10-109-12-2 A ~ Fluoride in Water and Wastewater | LACHAT |  |  |  | 6/26/2019 4:12:51 PM
101180 | 10-115-01-1-A | 10-115-01-1 A ~ LACHAT; Determination of Orthophosphate in Waters by Flow Injection Analysis (Low Flow Method) | LACHAT | 0.01 to 2.0 mg P L-1. Total P (method 10-115-01-1-F) 3 to 200 ug P L-1 (pre-digested using persulfate digestion method) |  |  | 4/21/2025 8:30:33 AM
3230 | 10-115-01-1-B | 10-115-01-1 B ~ LACHAT; Orthophosphate- Molybdate based method | LACHAT |  |  |  | 4/21/2025 8:30:33 AM
3231 | 10-115-01-1-F | 10-115-01-1 F ~ LACHAT; Total Phosphorus- Manual persulfate digest | LACHAT |  |  |  | 4/21/2025 8:30:33 AM
101181 | 10-115-01-1-O | 10-115-01-1 O ~ LACHAT; Orthophosphate - Molybdate-based method | LACHAT | URL: (page 48 on pdf): http://www.lachatinstruments.com/download/LL022-Rev-7.pdf |  |  | 4/21/2025 8:30:33 AM
101182 | 10-115-01-2-B | 10-115-01-2 B ~ LACHAT; Kjeldahl Phosphorus with Copper Catalyst | LACHAT | URL: http://www.lachatinstruments.com/download/LL022-Rev-7.pdf |  |  | 4/21/2025 8:30:33 AM
101183 | 10-115-01-4-B | 10-115-01-4 B ~ LACHAT; Total Phosphorus by Block Digestion and Flow Injection Analysis (Molybdate-based method) | LACHAT | http://www.lachatinstruments.com/download/LL022_Methods-List_Rev%206.pdf |  |  | 4/21/2025 8:30:33 AM
3232 | 10-117-07-1-A | 10-117-07-1 A ~ LACHAT; Chloride Low-flow method follows standard methods (4500-CI-G) | LACHAT |  |  |  | 4/21/2025 8:30:33 AM
3233 | 10-117-07-1-B | 10-117-07-1 B ~ LACHAT; Chloride Low-flow method ISO (15682) | LACHAT |  |  |  | 4/21/2025 8:30:33 AM
3234 | 10-204-00-1-X | 10-204-00-1 X ~ LACHAT; Cyanide MicroDIST® method; 0.25 M NaOH matrix following digestion | LACHAT |  |  |  | 4/21/2025 8:30:33 AM
101184 | 10-3.3 | Specific conductance in soil | ASA(2ND ED.) |  |  |  | 3/19/2025 4:56:54 PM
101185 | 10-308-00-1-A | 10-308-00-1 A ~ LACHAT; Determination of Color in Water | LACHAT | http://www.lachatinstruments.com/download/LL022Rev5.pdf |  |  | 4/21/2025 8:30:33 AM
3236 | 10-510-00-1-A | 10-510-00-1 A ~ LACHAT; Determination of inorganic anions in wastes and solid extracts (EPA 300.0) Revision 2008 | LACHAT |  |  |  | 4/21/2025 8:30:33 AM
101204 | 10-510-00-1-E | 10-510-00-1 E ~ LACHAT; Determination of Anions in Water by Ion Chromatography (EPA 300.0) Revision 2008 | LACHAT | https://lams.nelac-institute.org/TestMethodDetails?code=60008108 |  |  | 4/21/2025 8:30:33 AM
3237 | 10-511-00-1-A | 10-511-00-1 A ~ LACHAT; Rapid anions method; multirange method | LACHAT |  |  |  | 4/21/2025 8:30:33 AM
101186 | 100.1 | Analytical Method For Determination Of Asbestos Fibers In Water | USEPA | 100.1 ~ EPA-NERL . Asbestos in Water by TEM |  | https://www.nemi.gov/methods/method_summary/5757/ | 3/19/2025 4:56:56 PM
3239 | 100.2 | Chironomus tentans 10-d Survival and Growth test for sediments | USEPA | 100.2 ~ EPA-NERL . Asbestos in Water by TEM |  | https://www.nemi.gov/methods/method_summary/5758/ | 9/7/2023 5:37:19 PM
891 | 1000 | Allyl Chlorine by GC/FID | NIOSH |  |  |  | 8/12/2006 11:50:00 PM
101187 | 1000.0 | 1000.0 ~ EPA; Fathead Minnow, PIMEPHALES PROMELAS, LARVAL SURVIVAL AND GROWTH TEST | USEPA |  |  |  | 3/19/2025 4:56:56 PM
3002 | 10001 | Nitrogen, Ammonia, Electrode | HACH |  |  |  | 3/21/2007 2:08:39 PM
3003 | 10002 | Nitrogen, Ammonia, Electrode, Known Addition | HACH |  |  |  | 3/21/2007 2:09:55 PM
3004 | 1001 | Determination of Lead, for use in Lead and Copper Rule compliance monitoring | HACH |  |  |  | 3/21/2007 2:09:55 PM
892 | 1001 | Methyl Chloride by GC/FID | NIOSH |  |  |  | 8/12/2006 11:50:00 PM
3005 | 10018 | Total and Fecal Coliforms, E. Coli, P/A | HACH |  |  |  | 3/21/2007 2:09:55 PM
101188 | 10019 | Nitrite, Diazotization Method, Low Range, Test N Tube | HACH | URL: http://http://www.hach.com/asset-get.download.jsa?id=7639983742 |  |  | 3/19/2025 4:56:57 PM
893 | 1002 | beta-Chloroprene by GC/FID | NIOSH |  |  |  | 8/12/2006 11:50:00 PM
3225 | 1002-8-2009 | Dissolved Oxygen (DO) Measurement by Optical Probe | USEPA |  |  |  | 7/17/2012 5:15:41 PM
101189 | 1002.0**ret**use TEST METHOD 1002.0 | DO NOT USE***1002.0 ~ EPA; DAPHNID, CERIODAPHNIA DUBIA, SURVIVAL AND REPRODUCTION TEST | USEPA | DO NOT USE ~ |  |  | 3/19/2025 4:56:58 PM
101190 | 10020 | Nitrate, Chromotropic Acid Method | HACH |  |  |  | 3/19/2025 4:56:59 PM
101191 | 10021 | Nitrogen, Total Inorganic by Titanium Trichloride Reduction Method | HACH |  |  |  | 3/19/2025 4:57:00 PM
100041 | 10023 | Ammonia Salicylate Method 0.02-2.50 mg/l | HACH |  |  |  | 6/1/2016 7:25:02 AM
3006 | 10027 | Fecal Coliforms, MPN (sludges) | HACH |  |  |  | 3/21/2007 2:09:55 PM
3007 | 10028 | Fecal Coliforms, MPN (sludges) | HACH |  |  |  | 3/21/2007 2:09:55 PM
3008 | 10029 | m-ColiBlue24 Method of the Determination of Total Coliforms and E. coli | HACH | 10029 ~ Hach Co. . E. coli by m-ColiBlue24 Broth Procedure for Membrane Filtration |  | https://www.nemi.gov/methods/method_summary/5577/ | 9/7/2023 5:37:19 PM
101192 | 10029 | E. coli by m-ColiBlue24 Broth Procedure for Membrane Filtration | USDOI/USGS | Coliforms: Membrane Filtration (simultaneous detection) In: Hach Analytical Procedures. m-ColiBlue24 Broth Procedure for Membrane Filtration. Hach Product Literature #8433. Hach: Loveland, CO. Dec. |  | https://www.nemi.gov/methods/method_summary/5577/ | 3/19/2025 4:57:00 PM
101193 | 1002G | 1002 G ~ Chlorophyll a, Monochromatic by Spectrometry | APHA |  |  |  | 3/19/2025 4:57:01 PM
894 | 1003 | Halogenated Hydrocarbons by GC/FID | NIOSH |  |  |  | 8/12/2006 11:50:00 PM
100042 | 10031 | Ammonia Salicylate Method 0.4-50 mg/l | HACH |  |  |  | 6/1/2016 7:25:02 AM
895 | 1004 | Dichloroethyl Ether by GC/FID | NIOSH |  |  |  | 8/12/2006 11:50:00 PM
896 | 1005 | Methylene Chloride by GC/FID | NIOSH |  |  |  | 8/12/2006 11:50:00 PM
101194 | 1005 | TOTAL PETROLEUM HYDROCARBONS TNRCC Method 1005 Revision 03 | TNRCC | http://www.tceq.state.tx.us/assets/public/compliance/compliance_support/qa/1005_final.pdf |  |  | 3/19/2025 4:57:02 PM
897 | 1006 | Fluorotrichloromethane by GC/FID | NIOSH |  |  |  | 8/12/2006 11:50:00 PM
898 | 1007 | Vinyl Chloride by GC/FID | NIOSH |  |  |  | 8/12/2006 11:50:00 PM
101195 | 10071 | Persulfate Digestion Method | HACH |  |  |  | 3/19/2025 4:57:03 PM
100044 | 10072 | Nitrogen, Total Persulfate Digestion Method 20-100 mg/l | HACH |  |  |  | 6/1/2016 7:25:02 AM
899 | 1008 | Ethylene Dibromide by GC/ECD | NIOSH |  |  |  | 8/12/2006 11:50:00 PM
900 | 1009 | Vinyl Bromide by GC/FID | NIOSH |  |  |  | 8/12/2006 11:50:00 PM
101196 | 100P | Determination of Organochlorine Pesticides by Gas Chromatography/Tandem Mass Spectrometry (GC/MS/MS) | USEPA | 100P EPA ASB.pdf |  |  | 3/19/2025 4:57:03 PM
1631 | 101 | Gaseous Mercury in Air by CVAA | USEPA |  |  |  | 8/12/2006 11:50:00 PM
901 | 1010 | Epichlorohydrin by GC/FID | NIOSH |  |  |  | 8/12/2006 11:50:00 PM
101197 | 1010 | Flash Point | USEPA | https://www.epa.gov/hw-sw846/sw-846-test-method-1010a-test-methods-flash-point-pensky-martens-closed-cup-tester |  |  | 3/19/2025 4:57:04 PM
101333 | 1010a | FLASH POINT BY PENSKY-MARTENS CLOSED CUP TESTER | USEPA |  |  | https://www.epa.gov/sites/default/files/2015-12/documents/1010a.pdf | 3/13/2026 10:55:34 PM
902 | 1011 | Ethyl Bromide by GC/FID | NIOSH |  |  |  | 8/12/2006 11:50:00 PM
903 | 1012 | Difluorodibromomethane by GC/FID | NIOSH |  |  |  | 8/12/2006 11:50:00 PM
100045 | 10129 | Total Organic Carbon | HACH |  |  |  | 6/1/2016 7:25:02 AM
904 | 1013 | Propylene Dichloride by GC/ECD | NIOSH |  |  |  | 8/12/2006 11:50:00 PM
905 | 1014 | Methyl Iodide by GC/FID | NIOSH |  |  |  | 8/12/2006 11:50:00 PM
906 | 1015 | Vinylidene Chloride by GC/FID | NIOSH |  |  |  | 8/12/2006 11:50:00 PM
101198 | 10150 B | SM 10150 B ~ APHA, Spectrophotometric Determination of Chlorophyll A | APHA | Determining Chlorophyll a in the Presence of Pheophytin a. https://www.standardmethods.org/doi/10.2105/SMWW.2882.253 |  |  | 3/19/2025 4:57:05 PM
907 | 1016 | 1,1,2-Tetrachloro-2,2-Difluoroethane | NIOSH |  |  |  | 8/12/2006 11:50:00 PM
908 | 1017 | Trifluorobromomethane by GC/FID | NIOSH |  |  |  | 8/12/2006 11:50:00 PM
909 | 1018 | Organics by GC/FID | NIOSH |  |  |  | 8/12/2006 11:50:00 PM
910 | 1019 | 1,1,2,2-Tetrachloroethane by GC/FID | NIOSH |  |  |  | 8/12/2006 11:50:00 PM
1632 | 101A | 101 A ~ Gaseous Mercury from Sewage/Sludge Incinerators | USEPA |  |  |  | 6/26/2019 4:12:47 PM
1633 | 102 | Mercury Emissions - Hydrogen Streams | USEPA |  |  |  | 8/12/2006 11:50:00 PM
911 | 1020 | 1,1,2-Trichloro-1,2,2-Trifluoroethane | NIOSH |  |  |  | 8/12/2006 11:50:00 PM
169 | 10200-F | 10200 F ~ Phytoplankton Counting Techniques | APHA |  |  |  | 6/26/2019 4:12:43 PM
170 | 10200-G | 10200 G ~ Zooplankton Counting Techniques | APHA |  |  |  | 6/26/2019 4:12:43 PM
171 | 10200-H | 10200 H ~ Chlorophyll a-b-c Determination | APHA |  |  |  | 6/26/2019 4:12:43 PM
101107 | 10200-H | 10200 H ~ Chlorophyll a-b-c Determination | APHA_SM21ED |  |  |  | 1/17/2024 5:55:47 PM
172 | 10200-I | 10200 I ~ Determination of Biomass (Standing Crop) | APHA |  |  |  | 6/26/2019 4:12:43 PM
173 | 10200-J | 10200 J ~ Metabolic Rate Measurements | APHA |  |  |  | 6/26/2019 4:12:43 PM
101425 | 10200H | 10200H | APHA_SM18ED |  |  |  | 8/26/2026 10:42:47 AM
3094 | 10200H(2) | 10200 H 2 ~ Chlorophyll a-b-c Determination by spectrophotometer | APHA |  |  |  | 6/26/2019 4:12:51 PM
3095 | 10200H(3) | 10200 H 3 ~ Chlorophyll a-b-c Determination by fluorometer | APHA |  |  |  | 6/26/2019 4:12:51 PM
3171 | 10205 | Ammonia Salicylate Method | HACH |  |  |  | 11/13/2009 4:25:42 PM
3175 | 10206 | Nitrate, Dimethylphenol Method | HACH |  |  |  | 11/13/2009 4:25:43 PM
3176 | 10207 | Nitrite, Diazotization Method | HACH |  |  |  | 11/13/2009 4:25:43 PM
3172 | 10208 | Nitrogen, Total Persulfate Digestion Method | HACH |  |  |  | 11/13/2009 4:25:42 PM
3173 | 10209 | Phosphorus, Reactive (Orthophosphate) Ascorbic Acid Method | HACH |  |  |  | 11/13/2009 4:25:42 PM
100103 | 1020A | 1020 A ~ Ignitability - Flashpoint | USEPA |  |  |  | 6/26/2019 4:12:53 PM
101146 | 1020B | 1020 B ~ USEPA; Flash Point by Setaflash (Small Scale) Closed-Cup Apparatus | USEPA | STANDARD TEST METHODS FOR FLASH POINT BY SETAFLASH (SMALL SCALE) CLOSED-CUP APPARATUS; https://19january2017snapshot.epa.gov/hw-sw846/sw-846-test-method-1020b-standard-test-methods-flash-point-setaflash-small-scale-closed-cup_.html |  |  | 9/18/2024 4:32:00 PM
3174 | 10210 | Phosphorus, Total Ascorbic Acid Method | HACH |  |  |  | 11/13/2009 4:25:42 PM
10007 | 10214 | Phosphorus, Reactive (Orthophosphate) Molybdovanadate Method | HACH |  |  |  | 3/16/2011 6:52:59 PM
3170 | 10215 | Aluminum Chromazurol S Method | HACH |  |  |  | 11/13/2009 4:25:42 PM
3181 | 10216 | Lead, PAR Method | HACH |  |  |  | 11/13/2009 4:26:00 PM
3179 | 10217 | Cadmium, Cadion Method | HACH |  |  |  | 11/13/2009 4:25:43 PM
3177 | 10218 | Chromium, Hexavalent, 1,5-Diphenylcarbohydrazide Method | HACH |  |  |  | 11/13/2009 4:25:43 PM
3178 | 10219 | Chromium, Total, 1,5-Diphenylcarbohydrazide Method | HACH |  |  |  | 11/13/2009 4:25:43 PM
912 | 1022 | Trichloroethylene by GC/FID | NIOSH |  |  |  | 8/12/2006 11:50:00 PM
3180 | 10220 | Nickel, Dimethylglyoxime Method | HACH |  |  |  | 11/13/2009 4:25:43 PM
100914 | 10227 | 10227 ~ HACH, Turbidimetric Method | HACH |  |  |  | 9/23/2022 1:16:30 AM
100915 | 10229 | 10229 ~ HACH,Phenanthroline Method | HACH |  |  |  | 9/23/2022 1:16:30 AM
100037 | 10237 | Determination of Nitrite Nitrogen by the Diazotization method, using TNTplus vials | HACH | http://www.hach.com/asset-get.download.jsa?id=7639982519 |  |  | 6/1/2016 7:25:02 AM
100916 | 10238 | 10238 ~ HACH, Bathocuproine Method | HACH |  |  |  | 9/23/2022 1:16:30 AM
100917 | 10239 | 10239 ~ HACH, Colorimetric Method | HACH |  |  |  | 9/23/2022 1:16:30 AM
913 | 1024 | 1,3 Butadiene by GC/FID | NIOSH |  |  |  | 8/12/2006 11:50:00 PM
100038 | 10242 | Nitrogen, Kjeldahl - Simplified Spectrophotometric Measurement of Total Kjeldahl Nitrogen in Water and Wastewater | HACH | http://www.hach.com/asset-get.download.jsa?id=17043310572 |  |  | 4/14/2023 3:56:48 PM
1634 | 103 | Beryllium Screening in Air | USEPA |  |  |  | 8/12/2006 11:50:00 PM
101370 | 1030 | IGNITABILITY OF SOLIDS | USEPA |  |  | https://www.epa.gov/sites/default/files/2015-12/documents/1030.pdf | 3/13/2026 10:55:34 PM
10000 | 1030-E | 1030 E ~ Anion-Cation Balance | APHA_SM20ED |  |  |  | 6/26/2019 4:12:53 PM
174 | 10300-C | 10300 C ~ Periphyton Sample Analysis | APHA |  |  |  | 6/26/2019 4:12:43 PM
175 | 10300-D | 10300 D ~ Periphyton Primary Productivity | APHA |  |  |  | 6/26/2019 4:12:43 PM
101414 | 1030E | ANALYTICAL AND DATA QUALITY SYSTEMS: Checking Analyses' Correctness | APHA | The following procedures for checking analyses" correctness apply specifically to water samples with relatively complete analyses [e.g., pH, conductivity, total dissolved solids (TDS), and major anionic and cationic constituents that indicate general water quality] |  |  | 5/4/2026 2:36:07 PM
100039 | 10360 | Luminescence Measurement of Dissolved Oxygen in Water and Wastewater and for Use in the Determination of BOD5 and cBOD5 | HACH | This luminescence-based sensor procedure measures the light emission characteristics from a luminescence-based reaction that takes place at the sensor-water interface. A light emitting diode (LED) provides incident light required to excite the luminophore substrate. In the presence of dissolved oxygen the reaction is suppressed. The resulting dynamic lifetime of the excited luminophore is evaluated and equated to DO concentration. |  | http://www.hach.com/cms-portals/hach_com/cms/documents/pdf/Methods-Guidelines/Method-10360.pdf | 6/1/2016 7:25:02 AM
1635 | 104 | Beryllium in Air | USEPA |  |  |  | 8/12/2006 11:50:00 PM
176 | 10400-D | 10400 D ~ Macrophyton Population Estimates | APHA |  |  |  | 6/26/2019 4:12:43 PM
177 | 10400-E | 10400 E ~ Macrophyton Productivity | APHA |  |  |  | 6/26/2019 4:12:43 PM
1636 | 105 | Mercury in Sewage Sludge | USEPA |  |  |  | 8/12/2006 11:50:00 PM
178 | 10500-C | 10500 C ~ Benthic Macroinvertebrate Sample Processing and Analysis | APHA |  |  |  | 6/26/2019 4:12:43 PM
1637 | 106 | Vinyl Chloride in Stack Gas | USEPA |  |  |  | 8/12/2006 11:50:00 PM
1638 | 107 | Vinyl Chloride - Wastewater | USEPA |  |  |  | 8/12/2006 11:50:00 PM
1639 | 107A | 107 A ~ Vinyl Chloride - Solvent/Resin | USEPA |  |  |  | 6/26/2019 4:12:47 PM
1640 | 108 | Particulate and Gaseous Arsenic | USEPA |  |  |  | 8/12/2006 11:50:00 PM
1641 | 10A | 10 A ~ Carbon Monoxide Emissions in Air | USEPA |  |  |  | 6/26/2019 4:12:47 PM
100073 | 10AU | 10 AU ~ Field fluorometer with fluorescence brightener PTSA400 for determining optical brightener | Turner Designs | http://www.turnerdesigns.com/t2/doc/manuals/998-0011.pdf |  |  | 6/26/2019 4:12:53 PM
1642 | 10B | 10 B ~ Carbon Monoxide Emissions in Air | USEPA |  |  |  | 6/26/2019 4:12:47 PM
1643 | 11 | Isotopic Analysis by Ge(Li) Detector | USEPA |  |  |  | 8/12/2006 11:50:00 PM
1644 | 110.1 | Color by Calculating ADMI Values | USEPA | 110.1 ~ EPA-NERL . Color by Spectrophotometry |  | https://www.nemi.gov/methods/method_summary/5207/ | 9/7/2023 5:37:18 PM
1645 | 110.2 | Color Analysis Using Platinum/Cobalt | USEPA | 110.2 ~ EPA-NERL . Color by Spectrophotometry |  | https://www.nemi.gov/methods/method_summary/5208/ | 9/7/2023 5:37:18 PM
1646 | 110.3 | Color by Spectrophotometric Analysis | USEPA | 110.3 ~ EPA-NERL . Color by Spectrophotometry |  | https://www.nemi.gov/methods/method_summary/5209/ | 9/7/2023 5:37:18 PM
3009 | 1103.1 | Escherichia coli in Water by Membrane Filtration Using membrane-Thermotolerant E. coli Agar (mTEC) | USEPA | https://www.nemi.gov/methods/method_summary/5575/ |  |  | 7/6/2021 4:15:51 PM
3191 | 1103.1 (MODIFIED) | Membrane filtration plating of E. coli on modified mTEC agar | USEPA | 1103.1 (modified) ~ EPA-MICRO . Membrane filtration plating of E. coli on modified mTEC agar |  | https://www.nemi.gov/methods/method_summary/5575/ | 9/7/2023 5:37:19 PM
1648 | 1104 | E. coli in Drinking Water/EC Medium with Mug Tub | USEPA |  |  |  | 8/12/2006 11:50:00 PM
3010 | 1106.1 | Enterococci in Water by Membrane Filtration Using membrane-Enterococcus-Esculin Iron Agar (mE-EIA) | USEPA | 1106.1 ~ EPA-OW . Enterococci in water by MF using mE-EI Agar |  | https://www.nemi.gov/methods/method_summary/9793/ | 9/7/2023 5:37:19 PM
1650 | 111 | Polonium-210 Emissions | USEPA |  |  |  | 8/12/2006 11:50:00 PM
1651 | 114 | Radionuclide Emissions | USEPA |  |  |  | 8/12/2006 11:50:00 PM
1652 | 115 | Monitoring for Radon-222 | USEPA |  |  |  | 8/12/2006 11:50:00 PM
1653 | 12 (ATM PB) | Inorganic Lead Emissions in Air | USEPA |  |  |  | 8/12/2006 11:50:00 PM
1654 | 12 (ISOTOPES) | Isotopic Analysis by NaI(Tl) Detector | USEPA |  |  |  | 8/12/2006 11:50:00 PM
1655 | 120.1 | Conductance | USEPA | 120.1 ~ EPA-NERL . Conductance by Conductivity Meter |  | https://www.nemi.gov/methods/method_summary/5210/ | 9/7/2023 5:37:18 PM
100122 | 120.1 | Direct Measurement Method | YSI |  |  |  | 6/1/2016 7:25:03 AM
1656 | 120.1_M | 120.1 M ~ Conductivity in Industrial Waste | USEPA |  |  |  | 6/26/2019 4:12:47 PM
875 | 120.6 | Specific Conductance - Acid Deposition | IL/SWSD |  |  |  | 8/12/2006 11:50:00 PM
100507 | 129-71W | Fluoride in Water and Wastewater | Technicon | Industrial Method No. 129-71W, Fluoride in Water and Wastewater, Technicon Industrial Systems, Bran and Luebbe, 1972 (Technicon) |  |  | 7/25/2019 1:46:42 PM
1657 | 13 | Krypton, Xenon and Tritiated Methane | USEPA |  |  |  | 8/12/2006 11:50:00 PM
100895 | 130***retired***use 130..0 | DO NOT USE***Capillary gas chromatography analysis for organic contaminates in marine sediments. | USDOC/NOAA | DO NOT USE ~ |  | https://www.nemi.gov/methods/method_summary/7169/ | 11/18/2024 5:21:35 PM
100745 | 130.0 | Capillary gas chromatography analysis for organic contaminates in marine sediments. | USDOC/NOAA | 130 ~ NOAA NST . Capillary gas chromatography analysis for organic contaminates in marine sediments. |  | https://www.nemi.gov/methods/method_summary/7169/ | 9/7/2023 5:37:21 PM
4712 | 130.01 | Organic contaminates in marine animal tissues by GC-FPD | USDOC/NOAA | 130.01 ~ NOAA NST . Organic contaminates in marine animal tissues by GC-FPD |  | https://www.nemi.gov/methods/method_summary/7170/ | 9/7/2023 5:37:20 PM
4713 | 130.1 | Organic contaminants in marine sediments by GC-ECD | USDOC/NOAA | 130.1 ~ NOAA NST . Organic contaminants in marine sediments by GC-ECD |  | https://www.nemi.gov/methods/method_summary/7171/ | 9/7/2023 5:37:20 PM
1658 | 130.1 | Total Hardness | USEPA | 130.1 ~ EPA-NERL . Total Hardness by Spectrophotometer |  | https://www.nemi.gov/methods/method_summary/5211/ | 9/7/2023 5:37:18 PM
4714 | 130.11 | Organic contaminants in marine animal tissues by GC-ECD | USDOC/NOAA | 130.11 ~ NOAA NST . Organic contaminants in marine animal tissues by GC-ECD |  | https://www.nemi.gov/methods/method_summary/7172/ | 9/7/2023 5:37:20 PM
4715 | 130.2 | Dioxins and Furans in marine sediments by GC-MS | USDOC/NOAA | 130.2 ~ NOAA NST . Dioxins and Furans in marine sediments by GC-MS |  | https://www.nemi.gov/methods/method_summary/7173/ | 9/7/2023 5:37:20 PM
1659 | 130.2 | Total Hardness | USEPA | 130.2 ~ EPA-NERL . Total Hardness of Water by Titrimetry |  | https://www.nemi.gov/methods/method_summary/4684/ | 9/7/2023 5:37:18 PM
4716 | 130.21 | Dioxins and Furans in marine bivalve tissues by GC-MS | USDOC/NOAA | 130.21 ~ NOAA NST . Dioxins and Furans in marine bivalve tissues by GC-MS |  | https://www.nemi.gov/methods/method_summary/7174/ | 9/7/2023 5:37:20 PM
4717 | 130.3 | Organic contaminants in marine sediments by GC-MS | USDOC/NOAA | 130.3 ~ NOAA NST . Organic contaminants in marine sediments by GC-MS |  | https://www.nemi.gov/methods/method_summary/7175/ | 9/7/2023 5:37:20 PM
4718 | 130.31 | Organic contaminants in marine animal tissues by GC-MS | USDOC/NOAA | 130.31 ~ NOAA NST . Organic contaminants in marine animal tissues by GC-MS |  | https://www.nemi.gov/methods/method_summary/7176/ | 9/7/2023 5:37:20 PM
914 | 1300 | Ketone I by GC/FID | NIOSH |  |  |  | 8/12/2006 11:50:00 PM
915 | 1301 | Ketone II by GC/FID | NIOSH |  |  |  | 8/12/2006 11:50:00 PM
4719 | 131 | Trace mercury in marine sediments by CVAA | USDOC/NOAA | 131 ~ NOAA NST . Trace mercury in marine sediments by CVAA |  | https://www.nemi.gov/methods/method_summary/7177/ | 9/7/2023 5:37:20 PM
100746 | 131.0 | Trace mercury in marine sediments by CVAA | USDOC/NOAA |  |  |  | 10/20/2021 8:42:12 AM
4720 | 131.01 | Trace mercury in marine animal tissues by CVAA | USDOC/NOAA | 131.01 ~ NOAA NST . Trace mercury in marine animal tissues by CVAA |  | https://www.nemi.gov/methods/method_summary/7178/ | 9/7/2023 5:37:20 PM
101334 | 1311 | TOXICITY CHARACTERISTIC LEACHING PROCEDURE | USEPA |  |  | https://www.epa.gov/sites/default/files/2015-12/documents/1311.pdf | 3/13/2026 10:55:34 PM
101335 | 1312 | SYNTHETIC PRECIPITATION LEACHING PROCEDURE | USEPA |  |  | https://www.epa.gov/sites/default/files/2015-12/documents/1312.pdf | 3/13/2026 10:55:34 PM
4721 | 132 | Trace metals in marine sediment by neutron activation | USDOC/NOAA | 132 ~ NOAA NST . Trace metals in marine sediment by neutron activation |  | https://www.nemi.gov/methods/method_summary/7179/ | 9/7/2023 5:37:20 PM
100747 | 132.0 | Trace metals in marine sediment by neutron activation | USDOC/NOAA |  |  |  | 10/20/2021 8:42:12 AM
4722 | 132.1 | Trace metals in marine animal tissue by neutron activation | USDOC/NOAA | 132.1 ~ NOAA NST . Trace metals in marine animal tissue by neutron activation |  | https://www.nemi.gov/methods/method_summary/7184/ | 9/7/2023 5:37:20 PM
4754 | 135-00 (QUALITATIVE) | Benthic Macroinvertebrate Sample Processing: Qualitative Visual Sort Method | USDOI/USGS | B-9135-00 (Qualitative) ~ USGS-NWQL . Benthic Macroinvertebrate Sample Processing: Qualitative Visual Sort Method |  | https://www.nemi.gov/methods/method_summary/9355/ | 9/7/2023 5:37:20 PM
4664 | 1367-99 | Sediment Toxicity Test Using Leptocheirus plumulosus | ASTM | 1367-99 ~ ASTM . Sediment Toxicity Test Using Leptocheirus plumulosus |  | https://www.nemi.gov/methods/method_summary/9328/ | 9/7/2023 5:37:19 PM
1660 | 13A | 13 A ~ Total Fluoride Emissions in Air | USEPA |  |  |  | 6/26/2019 4:12:47 PM
1661 | 13B | 13 B ~ Total Fluoride Emissions in Air | USEPA |  |  |  | 6/26/2019 4:12:47 PM
4723 | 140 | Trace metals in marine sediment by GFAA | USDOC/NOAA | 140 ~ NOAA NST . Trace metals in marine sediment by GFAA |  | https://www.nemi.gov/methods/method_summary/7180/ | 9/7/2023 5:37:20 PM
100748 | 140.0 | Trace metals in marine sediment by GFAA | USDOC/NOAA |  |  |  | 10/20/2021 8:42:12 AM
4724 | 140.1 | Trace metals in marine animal tissues by GFAA | USDOC/NOAA | 140.1 ~ NOAA NST . Trace metals in marine animal tissues by GFAA |  | https://www.nemi.gov/methods/method_summary/7185/ | 9/7/2023 5:37:20 PM
1662 | 140.1 | Odor in Water Using a Consistent Series | USEPA | https://www.nemi.gov/methods/method_summary/7185/ |  |  | 7/6/2021 4:15:51 PM
916 | 1400 | Alcohols I by GC/FID | NIOSH |  |  |  | 8/12/2006 11:50:00 PM
917 | 1401 | Alcohols II by GC/FID | NIOSH |  |  |  | 8/12/2006 11:50:00 PM
918 | 1402 | Alcohols III by GC/FID | NIOSH |  |  |  | 8/12/2006 11:50:00 PM
919 | 1403 | Alcohols IV by GC/FID | NIOSH |  |  |  | 8/12/2006 11:50:00 PM
920 | 1404 | Methylcyclohexane by GC/FID | NIOSH |  |  |  | 8/12/2006 11:50:00 PM
921 | 1450 | Esters I by GC/FID | NIOSH |  |  |  | 8/12/2006 11:50:00 PM
922 | 1451 | Methyl Cellosolve Acetate by GC/FID | NIOSH |  |  |  | 8/12/2006 11:50:00 PM
923 | 1452 | Ethyl Formate by GC/FID | NIOSH |  |  |  | 8/12/2006 11:50:00 PM
924 | 1453 | Vinyl Acetate by GC/FID | NIOSH |  |  |  | 8/12/2006 11:50:00 PM
925 | 1454 | Isopropyl Acetate by GC/FID | NIOSH |  |  |  | 8/12/2006 11:50:00 PM
926 | 1457 | Ethyl Acetate by GC/FID | NIOSH |  |  |  | 8/12/2006 11:50:00 PM
927 | 1458 | Methyl Acetate by GC/FID | NIOSH |  |  |  | 8/12/2006 11:50:00 PM
928 | 1459 | Methyl Acrylate by GC/FID | NIOSH |  |  |  | 8/12/2006 11:50:00 PM
1663 | 15 | Hydrogen Sulfide, Carbonyl Sulfide | USEPA |  |  |  | 8/12/2006 11:50:00 PM
100381 | 15-2 | Microbiological and Biochemical Properties | ASA(2ND ED.) | Klute, Arnold, Ed. Methods of Soil Analysis Part 1:Physical and Mineralogical Methods. Book Series No 5. 2nd ed. Madison, Wisconsin: Soil Society of America, Inc. and American Society of Agronomy, Inc.. 1986: 385-398 |  | http://www.cenicana.org/investigacion/seica/imagenes_libros/2010/methods_of_soil_analysis_part2.pdf | 9/7/2023 5:37:21 PM
100019 | 15-5 | 15-5 ~ Particle-Size Analysis | ASA(2ND ED.) | https://www.agronomy.org/publications/aj/articles/103/6/1635, and American Society of Agronomy, Inc.. 1996. Pages 404-411. |  |  | 9/7/2023 5:37:21 PM
1664 | 150.1 | pH | USEPA | 150.1 ~ EPA-NERL . pH in Water by Electrometric Method |  | https://www.nemi.gov/methods/method_summary/4685/ | 9/7/2023 5:37:18 PM
1665 | 150.2 | pH by Continuous Monitoring | USEPA | 150.2 ~ EPA-NERL . pH in Water |  | https://www.nemi.gov/methods/method_summary/5760/ | 9/7/2023 5:37:18 PM
1666 | 150.2_M | 150.2 M ~ pH in Industrial Waste Materials | USEPA |  |  |  | 6/26/2019 4:12:47 PM
876 | 150.6 | pH of Wet Deposition - pH Meter | IL/SWSD |  |  |  | 8/12/2006 11:50:00 PM
929 | 1500 | Hydrocarbons, BP 36-126 C by GC/FID | NIOSH |  |  |  | 8/12/2006 11:50:00 PM
930 | 1501 | Aromatic Hydrocarbons by GC/FID | NIOSH |  |  |  | 8/12/2006 11:50:00 PM
4725 | 151 | Trace metals in marine sediment by FAA | USDOC/NOAA | 151 ~ NOAA NST . Trace metals in marine sediment by FAA |  | https://www.nemi.gov/methods/method_summary/7181/ | 9/7/2023 5:37:20 PM
100749 | 151.0 | Trace metals in marine sediment by FAA | USDOC/NOAA |  |  |  | 10/20/2021 8:42:12 AM
4726 | 151.1 | Trace metals in marine animal tissue by FAA | USDOC/NOAA | 151.1 ~ NOAA NST . Trace metals in marine animal tissue by FAA |  | https://www.nemi.gov/methods/method_summary/7186/ | 9/7/2023 5:37:20 PM
4727 | 155.1 | Trace metals in marine animal tissues by X-ray fluorescence | USDOC/NOAA | 155.1 ~ NOAA NST . Trace metals in marine animal tissues by X-ray fluorescence |  | https://www.nemi.gov/methods/method_summary/7187/ | 9/7/2023 5:37:20 PM
931 | 1550 | Naphthas by GC/FID | NIOSH |  |  |  | 8/12/2006 11:50:00 PM
932 | 1551 | Turpentine by GC/FID | NIOSH |  |  |  | 8/12/2006 11:50:00 PM
1667 | 16 | Sulfur Emissions from Stationary Sources | USEPA |  |  |  | 8/12/2006 11:50:00 PM
4728 | 160 | Trace metals in marine sediments by X-ray fluorescence | USDOC/NOAA | 160 ~ NOAA NST . Trace metals in marine sediments by X-ray fluorescence |  | https://www.nemi.gov/methods/method_summary/7182/ | 9/7/2023 5:37:20 PM
100750 | 160.0 | Trace metals in marine sediments by X-ray fluorescence | USDOC/NOAA |  |  |  | 10/20/2021 8:42:12 AM
1668 | 160.1 | Filterable Residue - TDS | USEPA | 160.1 ~ EPA-NERL . Filterable Residue by Drying Oven |  | https://www.nemi.gov/methods/method_summary/5212/ | 9/7/2023 5:37:18 PM
1669 | 160.1_M | 160.1 M ~ Total Dissolved Solids | USEPA |  |  |  | 6/26/2019 4:12:47 PM
1670 | 160.2 | Non-Filterable Residue - TSS | USEPA | 160.2 ~ EPA-NERL . Non-filterable Residue by Drying Oven |  | https://www.nemi.gov/methods/method_summary/5213/ | 9/7/2023 5:37:18 PM
1671 | 160.2_M | 160.2 M ~ Total Suspended Solids | USEPA |  |  |  | 6/26/2019 4:12:47 PM
1672 | 160.3 | Total Residue | USEPA | 160.3 ~ EPA-NERL . Total Residue by Drying Oven |  | https://www.nemi.gov/methods/method_summary/5214/ | 9/7/2023 5:37:18 PM
1673 | 160.4 | Volatile Residue | USEPA | 160.4 ~ EPA-NERL . Volatile Residue by Muffle Furnace |  | https://www.nemi.gov/methods/method_summary/5215/ | 9/7/2023 5:37:18 PM
1674 | 160.5 | Settleable Matter | USEPA | 160.5 ~ EPA-NERL . Determination Settleable Matter in Water Using an Imhoff Cone |  | https://www.nemi.gov/methods/method_summary/7278/ | 9/7/2023 5:37:18 PM
3011 | 1600 | Enterococci in Water by Membrane Filtration Using membrane-Enterococcus Indoxyl-B-D-Glucoside Agar (mEl) | USEPA | 1600 ~ EPA-OW . Enterococci in water by membrane filtration using mEI Agar |  | https://www.nemi.gov/methods/method_summary/9790/ | 9/7/2023 5:37:19 PM
933 | 1600 | Carbon Disulfide by GC/FPD | NIOSH |  |  |  | 8/12/2006 11:50:00 PM
934 | 1601 | 1,1-Dichloro-1-Nitroethane by GC/FID | NIOSH |  |  |  | 8/12/2006 11:50:00 PM
3012 | 1601 | Male-specific (F+) and Somatic Coliphage in Water by Two-step Enrichment Procedure | USEPA | 1601 ~ EPA-OW . Coliphage in water by two-step enrichment procedure |  | https://www.nemi.gov/methods/method_summary/9795/ | 9/7/2023 5:37:19 PM
3013 | 1602 | Male-specific (F+) and Somatic Coliphage in Water by Single Agar Layer (SAL) Procedure | USEPA | 1602 ~ EPA-OW . Coliphage in water by single agar layer (SAL) |  | https://www.nemi.gov/methods/method_summary/9794/ | 9/7/2023 5:37:19 PM
935 | 1602 | Dioxane by GC/FID | NIOSH |  |  |  | 8/12/2006 11:50:00 PM
936 | 1603 | Acetic acid by GC/FID | NIOSH |  |  |  | 8/12/2006 11:50:00 PM
3014 | 1603 | Escherichia coli in Water by Membrane Filtration Using Modified membrane-Thermotolerant E. coli Agar (Modified mTEC) | USEPA |  |  |  | 3/21/2007 2:09:55 PM
3015 | 1604 | Total Coliforms and E. coli in Water by Membrane Filtration Using a Simultaneous Detection Technique (MI Medium) | USEPA | 1604 ~ EPA-OW . Total Coliforms and E. coli in Drinking Water by Membrane Filtration |  | https://www.nemi.gov/methods/method_summary/9314/ | 9/7/2023 5:37:19 PM
937 | 1604 | Acrylonitrile by GC/FID | NIOSH |  |  |  | 8/12/2006 11:50:00 PM
3016 | 1605 | Aeromonas in Finished Water Membrane Filtration Using Ampicillin-Dextrin Agar with Vancomycin (ADA-V) | USEPA | 1605 ~ EPA-OW . Aeromonas in Finished Water by Membrane Filtration |  | https://www.nemi.gov/methods/method_summary/9313/ | 9/7/2023 5:37:19 PM
938 | 1606 | Acetonitrile | NIOSH |  |  |  | 8/12/2006 11:50:00 PM
939 | 1608 | Glycidol by GC/FID | NIOSH |  |  |  | 8/12/2006 11:50:00 PM
940 | 1609 | Tetrahydrofuran by GC/FID | NIOSH |  |  |  | 8/12/2006 11:50:00 PM
100494 | 1609 | Enterococci in Water by TaqMan® Quantitative Polymerase Chain Reaction (qPCR) | USEPA | with Internal Amplification Control (IAC) Assay |  | https://www.epa.gov/cwa-methods/other-clean-water-act-test-methods-microbiological#file-485129 | 6/26/2019 4:12:42 PM
100495 | 1609.1 | Enterococci in Water by TaqMan® Quantitative Polymerase Chain Reaction (qPCR) | USEPA | with Internal Amplification Control (IAC) Assay |  | https://www.epa.gov/cwa-methods/other-clean-water-act-test-methods-microbiological#file-485130 | 6/26/2019 4:12:43 PM
941 | 1610 | Ethyl Ether by GC/FID | NIOSH |  |  |  | 8/12/2006 11:50:00 PM
942 | 1611 | Methylal by GC/FID | NIOSH |  |  |  | 8/12/2006 11:50:00 PM
100496 | 1611 | Enterococci in Water by TaqMan® Quantitative Polymerase Chain Reaction (qPCR) Assay | USEPA |  |  | https://www.epa.gov/cwa-methods/other-clean-water-act-test-methods-microbiological#file-485131 | 6/26/2019 4:12:43 PM
100497 | 1611.1 | Enterococci in Water by TaqMan® Quantitative Polymerase Chain Reaction (qPCR) | USEPA |  |  | https://www.epa.gov/cwa-methods/other-clean-water-act-test-methods-microbiological#file-485132 | 6/26/2019 4:12:43 PM
100498 | 1611.1B | Bacteroidales in Water by TaqMan® Quantitative Polymerase Chain Reaction (qPCR) Assay | USEPA | Acceptability of the EPA qPCR Test at Your Beach (PDF)(4 pp, 36 K,December 2013,820-R-13-012) . Detection and Quantification Limits of EPA Enterococcus qPCR Methods (PDF)(7 pp, 62 K,December 2013,820-R-13-013) |  | https://www.epa.gov/cwa-methods/other-clean-water-act-test-methods-microbiological#file-485133 | 6/26/2019 4:12:43 PM
943 | 1612 | Propylene Oxide by GC/FID | NIOSH |  |  |  | 8/12/2006 11:50:00 PM
944 | 1613 | Pyridine by GC/FID | NIOSH |  |  |  | 8/12/2006 11:50:00 PM
4974 | 1613 | Dioxins and Furans by HRGC/HRMS | USEPA | 1613 ~ EPA-EAD . Dioxins and Furans by HRGC/HRMS |  | https://www.nemi.gov/methods/method_summary/5350/ | 9/7/2023 5:37:20 PM
100102 | 1613(B) | 1613 B ~ Polychlorinated Dioxins and Furans | USEPA | http://www.epa.gov/region3/1613.pdf |  |  | 6/26/2019 4:12:53 PM
1675 | 1613(S) | 1613 S ~ Dioxins and Furans - Solids | USEPA | in Solids |  |  | 7/6/2021 4:15:51 PM
1676 | 1613(W) | 1613 W ~ Dioxins and Furans - Water | USEPA | in Water |  |  | 7/6/2021 4:15:51 PM
945 | 1614 | Ethylene Oxide by GC/ECD | NIOSH |  |  |  | 8/12/2006 11:50:00 PM
3197 | 1614 | Brominated Diphenyl Ethers in Water Soil, Sediment and Tissue by HRGC/HRMS | USEPA | 1614 ~ EPA-OW/OST . Brominated Diphenyl Ethers in Water, Soil, Sediment, and Tissue by HRGC/HRMS |  | https://www.nemi.gov/methods/method_summary/10575/ | 9/7/2023 5:37:19 PM
946 | 1615 | Methyl tert-Butyl Ether by GC/FID | NIOSH |  |  |  | 8/12/2006 11:50:00 PM
947 | 1616 | n-Butyl Glycidyl Ether by GC/FID | NIOSH |  |  |  | 8/12/2006 11:50:00 PM
948 | 1617 | Phenyl Ether by GC/FID | NIOSH |  |  |  | 8/12/2006 11:50:00 PM
949 | 1618 | Isopropyl Ether by GC/FID | NIOSH |  |  |  | 8/12/2006 11:50:00 PM
1677 | 1618 | Pesticides and Herbicides | USEPA |  |  |  | 8/12/2006 11:50:00 PM
950 | 1619 | Phenyl Glycidyl Ether by GC/FID | NIOSH |  |  |  | 8/12/2006 11:50:00 PM
951 | 1620 | Isopropyl Glycidyl Ether by GC/FID | NIOSH |  |  |  | 8/12/2006 11:50:00 PM
1678 | 1620(A) | 1620 A ~ Metals by Calibrated ICP | USEPA |  |  |  | 6/26/2019 4:12:47 PM
1679 | 1620(B) | 1620 B ~ Metals by GFAA | USEPA |  |  |  | 6/26/2019 4:12:47 PM
1680 | 1620(C) | 1620 C ~ Mercury - CVAA | USEPA |  |  |  | 6/26/2019 4:12:47 PM
1681 | 1620(D) | 1620 D ~ Metals by Semi-quantitative ICP Screen | USEPA |  |  |  | 6/26/2019 4:12:47 PM
101202 | 1621 | 1621 ~ USEPA; Determination of Adsorbable Organic Fluorine (AOF) in Aqueous Matrices by Combustion Ion Chromatography (CIC) | USEPA | https://www.epa.gov/system/files/documents/2024-01/method-1621-for-web-posting.pdf |  |  | 1/28/2026 2:22:17 AM
3017 | 1622 | Crytosporidium in Water by Filtration/IMS/FA - April 2001 Update | USEPA | 1622 ~ EPA-MICRO . Cryptosporidium by filtration/IMS/FA microscopy |  | https://www.nemi.gov/methods/method_summary/5615/ | 9/7/2023 5:37:19 PM
3018 | 1623 | Cryptosporidium and Giardia in Water by Filtration/IMS/FA - April 2001 Update | USEPA | 1623 ~ EPA-MICRO . Cryptosporidium and giardia by filtration/IMS/FA microscopy |  | https://www.nemi.gov/methods/method_summary/5616/ | 9/7/2023 5:37:19 PM
4975 | 1624 | Volatile Organic Compounds by GC/MS | USEPA | 1624 ~ EPA-EAD . Volatile Organic Compounds by GC/MS |  | https://www.nemi.gov/methods/method_summary/5351/ | 9/7/2023 5:37:20 PM
1682 | 1624(S) | 1624 S ~ Volatiles by Isotope Dilution - Soil | USEPA | in Sediment |  |  | 7/6/2021 4:15:51 PM
1683 | 1624(W) | 1624 W ~ Volatiles by Isotope Dilution - Water | USEPA | in Water |  |  | 7/6/2021 4:15:51 PM
4976 | 1625 | Semivolatiles - Base/Neutrals, Acid Extractable, GC/MS | USEPA | 1625 ~ EPA-EAD . Semivolatiles - Base/Neutrals, Acid Extractable, GC/MS |  | https://www.nemi.gov/methods/method_summary/4686/ | 9/7/2023 5:37:20 PM
1684 | 1625(AW) | 1625 AW ~ Semivolatiles - Acids, GC/MS | USEPA |  |  |  | 7/6/2021 4:15:51 PM
1685 | 1625(BNW) | 1625 BNW ~ Semivolatiles - Base/Neutrals, GC/MS | USEPA |  |  |  | 7/6/2021 4:15:51 PM
1686 | 1625(S) | 1625 S ~ Semivolatiles - Soil, GC/MS | USEPA | in Sediment |  |  | 7/6/2021 4:15:51 PM
3198 | 1625(T) | 1625 T ~ Semivolatiles - Fish tissue, GC/MS | USEPA |  |  |  | 7/6/2021 4:15:51 PM
100919 | 1628 | PCB Congeners by Low-Resolution GC-MS. Polychlorinated biphenyls (PCBs) in wastewater | USEPA |  |  |  | 9/29/2022 4:58:00 PM
3204 | 1630 | Methyl Mercury in Water by Distillation, Aqueous Ethylation, Purge and Trap and CVAFS | USEPA | 1630 ~ EPA-EAD . Methyl Mercury in Water |  | https://www.nemi.gov/methods/method_summary/5352/ | 9/7/2023 5:37:19 PM
100948 | 1630 Mod | Methyl Mercury in Water by Distillation, Aqueous Ethylation, Purge and Trap, and Cold Vapor Atomic Fluorescence Spectrometry (CVAFS) | USEPA | 1630 MOD~ EPA-EAD . Methyl Mercury in Water, Method 1630: Methyl Mercury in Water by Distillation, Aqueous Ethylation, Purge and Trap, and Cold Vapor Atomic Fluorescence Spectrometry as described in https://www.epa.gov/sites/default/files/2015-08/documents/method_1630_1998.pdf . And then modified as described in Guidance for Implementing the January 2001 Methylmercury Water Quality Criterion (EPA 823-R-10-001) which can be found at https://www.epa.gov/sites/default/files/2019-02/documents/guidance-implement-methylmercury-2001.pdf . Table C1 in Appendix C describes the technique for the modification involving digesting tissue with acid solution and neutralizing with acetate buffer. |  | https://www.nemi.gov/methods/method_summary/5352/ | 9/7/2023 5:37:21 PM
1687 | 1631 | Mercury in Water by Oxidation, Purge and Trap, and CVAFS | USEPA | 1631 ~ EPA-EAD . Mercury in Water Using CVAFS |  | https://www.nemi.gov/methods/method_summary/9628/ | 9/7/2023 5:37:18 PM
100124 | 1631A | 1631 A ~ Appendix - Total Mercury in Tissue, Sludge, Sediment, and Soil by Acid Digestion and BrCl Oxidation | USEPA | http://www.tekran.com/files/EPA_1631_Appendix_for_Solids.pdf |  |  | 4/14/2023 3:56:48 PM
100125 | 1631B | 1631B ~ Mercury in Water by Oxidation, Purge and Trap, and Cold Vapor Atomic Fluorescence Spectrometry | USEPA | http://nepis.epa.gov/Exe/ZyNET.exe/40001EQ2.TXT?ZyActionD=ZyDocument&Client=EPA&Index=1995+Thru+1999&Docs=&Query=&Time=&EndTime=&SearchMethod=1&TocRestrict=n&Toc=&TocEntry=&QField=&QFieldYear=&QFieldMonth=&QFieldDay=&IntQFieldOp=0&ExtQFieldOp=0&XmlQuery=&File=D%3A%5Czyfiles%5CIndex%20Data%5C95thru99%5CTxt%5C00000022%5C40001EQ2.txt&User=ANONYMOUS&Password=anonymous&SortMethod=h%7C-&MaximumDocuments=1&FuzzyDegree=0&ImageQuality=r75g8/r75g8/x150y150g16/i425&Display=p%7Cf&DefSeekPage=x&SearchBack=ZyActionL&Back=ZyActionS&BackDesc=Results%20page&MaximumPages=1&ZyEntry=1&SeekPage=x&ZyPURL |  |  | 6/26/2019 4:12:53 PM
3216 | 1631E | 1631E ~ Mercury in Water by Oxidation, Purge and Trap, and CVAFS | USEPA |  |  |  | 6/26/2019 4:12:51 PM
1688 | 1632 | Inorganic Arsenic in Water by Hydride Generation Quartz Furnace | USEPA | 1632 ~ EPA-EAD . Chemical Speciation of Arsenic in Water and Tissue |  | https://www.nemi.gov/methods/method_summary/5354/ | 9/7/2023 5:37:18 PM
100921 | 1633 | Analysis of Per- and Polyfluoroalkyl Substances (PFAS) in Aqueous, Solid, Biosolids, and Tissue Samples by LC-MS/MS | USEPA | 1633 ~ EPA . https://www.epa.gov/system/files/documents/2021-09/method_1633_draft_aug-2021.pdf |  |  | 9/7/2023 5:37:21 PM
101203 | 1633A | 1633A ~ USEPA; Revision A Analysis of Per- and Polyfluoroalkyl Substances (PFAS) in Aqueous, Solid, Biosolids, and Tissue Samples by LC-MS/MS | USEPA | https://www.epa.gov/system/files/documents/2024-12/method-1633a-december-5-2024-508-compliant.pdf |  |  | 4/17/2025 9:31:58 PM
101431 | 1634 | 6PPD-q Using Liquid Chromatography with Tandem Mass Spectroscopy (LC/MS/MS) | USEPA | The EPA's Office of Water, in partnership with the EPA's Region 10 office and Eurofins Environment Testing - Sacramento, has published Draft Method 1634, an analytical procedure to test for 6PPD-q in surface water and stormwater. |  | https://www.epa.gov/cwa-methods/6ppd-q-using-liquid-chromatography-tandem-mass-spectroscopy-lcmsms-method-1634-not-yet | 9/9/2026 8:42:34 PM
1689 | 1636 | Hexavalent Chromium in Ambient Water by Ion Chromatography | USEPA | 1636 ~ EPA-EAD . Hexavalent Chromium by Ion Chromatography |  | https://www.nemi.gov/methods/method_summary/5355/ | 9/7/2023 5:37:18 PM
1690 | 1637 | Trace Elements in Water by Chelation Preconcentration and GFAA | USEPA | 1637 ~ EPA-EAD . Determination of Trace Elements in Ambient Waters by Chelation and GFAA |  | https://www.nemi.gov/methods/method_summary/5356/ | 9/7/2023 5:37:18 PM
1691 | 1638 | Trace Elements in Water by ICP/MS | USEPA | 1638 ~ EPA-EAD . Determination of Trace Elements in Ambient Waters by ICPMS |  | https://www.nemi.gov/methods/method_summary/5357/ | 9/7/2023 5:37:18 PM
1692 | 1639 | Trace Elements in Water by GFAA | USEPA | 1639 ~ EPA-EAD . Trace Elements in Water by GFAA |  | https://www.nemi.gov/methods/method_summary/4687/ | 9/7/2023 5:37:18 PM
1693 | 1640 | Trace Elements in Water by Chelation Preconcentration and ICP/MS | USEPA | 1640 ~ EPA-EAD . Trace Elements in Ambient Waters by On-Line Chelation |  | https://www.nemi.gov/methods/method_summary/5204/ | 9/7/2023 5:37:18 PM
100499 | 1642 | Male-specific (F+) and Somatic Coliphage by Ultrafiltration (UF) and Single Agar Layer (SAL) Procedure | USEPA | in Recreational Waters and Wastewater . Procedure to concentrate, detect and enumerate male-specific (F+) and somatic coliphages in recreational waters and advanced treatment wastewater |  | https://www.epa.gov/cwa-methods/other-clean-water-act-test-methods-microbiological#file-485127 | 6/26/2019 4:12:43 PM
100500 | 1643 | Male-specific (F+) and Somatic Coliphage by the Single Agar Layer (SAL) Procedure | USEPA | in Secondary (No Disinfection) Wastewater. Procedure to detect and enumerate male-specific (F+) and somatic coliphages in secondary treatment wastewater. Errata to Methods 1609.1 and 1611.1 |  | https://www.epa.gov/cwa-methods/other-clean-water-act-test-methods-microbiological#file-485128 | 6/26/2019 4:12:43 PM
1694 | 1648 | Organic Halides by Neutron Activation | USEPA |  |  |  | 8/12/2006 11:50:00 PM
1695 | 1649 | Organic Halides by Coulometry | USEPA |  |  |  | 8/12/2006 11:50:00 PM
1696 | 1650 | Organic Halides in Water | USEPA |  |  |  | 8/12/2006 11:50:00 PM
1697 | 1651 | Diesel Oil in Muds by GC/FID | USEPA |  |  |  | 8/12/2006 11:50:00 PM
1698 | 1652 | Oil and Grease | USEPA |  |  |  | 8/12/2006 11:50:00 PM
1699 | 1653 | Chlorinated Phenolics by GC/MS | USEPA | 1653 ~ EPA-EAD . Chlorinated Phenolics associated with the pulp and paper industry wastewater by GCMS |  | https://www.nemi.gov/methods/method_summary/5319/ | 9/7/2023 5:37:18 PM
1700 | 1654 | Polynuclear Aromatic Hydrocarbons in Oil | USEPA |  |  |  | 8/12/2006 11:50:00 PM
1701 | 1656(ECD) | 1656 ECD ~ Organohalide Pesticides in Wastewater | USEPA |  |  |  | 6/26/2019 4:12:47 PM
1702 | 1656(HSD) | 1656 HSD ~ Organohalide Pesticides in Wastewater | USEPA |  |  |  | 6/26/2019 4:12:47 PM
1703 | 1657 | Organophosphorus Pesticides in Water | USEPA |  |  |  | 8/12/2006 11:50:00 PM
100864 | 1657A | Method A: Organo-Halide Pesticides in Wastewater, Soil | USEPA |  |  |  | 10/20/2021 8:42:13 AM
1704 | 1658 | Phenoxy-Acid Herbicides in Wastewater | USEPA |  |  |  | 8/12/2006 11:50:00 PM
1705 | 1659 | Dazomet in Wastewater | USEPA |  |  |  | 8/12/2006 11:50:00 PM
1706 | 1660 | Pyrethrins and Pyrethroids in Water | USEPA |  |  |  | 8/12/2006 11:50:00 PM
1707 | 1661 | Bromoxynil in Wastewater by HPLC/UV | USEPA |  |  |  | 8/12/2006 11:50:00 PM
1708 | 1662 | Extractable Material in Mud by SDS | USEPA |  |  |  | 8/12/2006 11:50:00 PM
1709 | 1663 | Differentiation of Oil by GC/FID | USEPA |  |  |  | 8/12/2006 11:50:00 PM
1710 | 1664 | Extractable Material in Oil and Grease | USEPA | 1664 ~ EPA-EAD . Oil and Grease and Non-polar Material Using Solvent Extraction and Gravimetry |  | https://www.nemi.gov/methods/method_summary/4819/ | 9/7/2023 5:37:18 PM
3158 | 1664A | N-Hexane Extractable Material (HEM; Oil and Grease) and (SGT-HEM; Non-Polar Material) by Extraction and Gravimetry | USEPA |  |  |  | 7/31/2009 3:00:00 PM
100501 | 1664B | N-Hexane Extractable Material (HEM; Oil and Grease) and (SGT-HEM; Non-Polar Material) by Extraction and Gravimetry | USEPA | Source: https://www.epa.gov/sites/production/files/2015-08/documents/method_1664b_2010.pdf |  |  | 6/26/2019 4:12:43 PM
1711 | 1665 | Semivolatiles by Isotope Dilution GC/MS | USEPA |  |  |  | 8/12/2006 11:50:00 PM
1712 | 1666 | VOCs by Isotope Dilution GC/MS | USEPA |  |  |  | 8/12/2006 11:50:00 PM
1713 | 1667 | Aldehydes by Derivatization and HPLC | USEPA |  |  |  | 8/12/2006 11:50:00 PM
3160 | 1668A | 1668 A ~ Chlorinated Biphenyl Congeners in Water, Soil, Sediment, and Tissue by HRGC/HRMS single-lab QC | USEPA |  |  |  | 6/26/2019 4:12:51 PM
100865 | 1668a (Soil/Sediment) | Chlorinated Biphenyls in Soil, Sediment, and Mixed Samples by HRGC/HRMS | USEPA |  |  |  | 10/20/2021 8:42:13 AM
4978 | 1668A (TISSUE) | 1668 A TISSUE ~ Chlorinated Biphenyls in Tissue by HRGC/HRMS | USEPA | 1668a (Tissue) ~ EPA-OGWDW/TSC . Chlorinated Biphenyls in Tissue by HRGC/HRMS |  | https://www.nemi.gov/methods/method_summary/7609/ | 9/7/2023 5:37:20 PM
4979 | 1668A (WATER) | 1668 A WATER ~ Chlorinated Biphenyls in Aqueous Samples by HRGC/HRMS | USEPA | 1668a (Water) ~ EPA-OGWDW/TSC . Chlorinated Biphenyls in Aqueous Samples by HRGC/HRMS |  | https://www.nemi.gov/methods/method_summary/7610/ | 9/7/2023 5:37:21 PM
3161 | 1668B | 1668 B ~ Chlorinated Biphenyl Congeners in Water, Soil, Sediment, Biosolids, and Tissue by HRGC/HRMS inter-lab QC | USEPA |  |  |  | 6/26/2019 4:12:51 PM
100534 | 1668C | 1668 C ~ Chlorinated Biphenyl Congeners in Water, Soil, Sediment, Biosolids, and Tissue by HRGC/HRMS | USEPA |  |  |  | 9/10/2020 4:56:40 PM
1714 | 1671 | VOCs by GC/FID | USEPA |  |  |  | 8/12/2006 11:50:00 PM
1715 | 1673 | PEG-600 by Derivatization and HPLC | USEPA | 1673 ~ EPA-EAD . PEG-600 by Derivatization and HPLC |  | https://www.nemi.gov/methods/method_summary/4688/ | 9/7/2023 5:37:18 PM
101352 | 1681 | FECAL COLIFORMS IN SEWAGE SLUDGE | USEPA | Fecal Coliforms in Sewage Sludge (Biosolids) by MultipleTube Fermentation using A-1 medium |  | https://www.epa.gov/sites/default/files/2015-08/documents/method_1681_2006.pdf | 3/13/2026 10:55:34 PM
4980 | 1682 | Salmonella in Sewage Sludge (Biosolids) by MSRV Medium | USEPA | 1682 ~ EPA-OW . Salmonella in Sewage Sludge (Biosolids) by MSRV Medium |  | https://www.nemi.gov/methods/method_summary/10000/ | 9/7/2023 5:37:21 PM
100502 | 1693 | Cryptosporidium and Giardia in Disinfected Wastewater by Concentration/IMS/IFA | USEPA | Procedure to concentrate, detect and enumerate Cryptosporidium and Giardia in disinfected wastewater |  | https://www.epa.gov/cwa-methods/other-clean-water-act-test-methods-microbiological#file-485134 | 6/26/2019 4:12:43 PM
3201 | 1694 | Pharmaceuticals and personal care products in water, soil, sediment, and biosolids by HPLC/MS/MS | USEPA | 1694 ~ EPA-OW/OST . Pharmaceuticals and personal care products in water, soil, sediment, and biosolids by HPLC/MS/MS |  | https://www.nemi.gov/methods/method_summary/9687/ | 9/7/2023 5:37:19 PM
100482 | 1696 | Characterization of Human Fecal Pollution in Water by HF183/BacR287 | USEPA | TaqMan® Quantitative Polymerase Chain Reaction (qPCR). qPCR procedure for the measurement of human-associated gene sequences from Bacteroides isolated from environmental water samples. |  | https://www.epa.gov/cwa-methods/other-clean-water-act-test-methods-microbiological#file-485125 | 6/26/2019 4:12:42 PM
100503 | 1697 | Characterization of Human Fecal Pollution in Water by HumM2 | USEPA | TaqMan® Quantitative Polymerase Chain Reaction (qPCR) Assay. qPCR procedure for the measurement of human-associated gene sequences from Bacteroides-like microorganisms isolated from environmental water samples. |  | https://www.epa.gov/cwa-methods/other-clean-water-act-test-methods-microbiological#file-485126 | 6/26/2019 4:12:43 PM
4981 | 1698 | Steroids and hormones in water, soil, sediment, and biosolids by HRGC/HRMS | USEPA | 1698 ~ EPA-OW/OST . Steroids and hormones in water, soil, sediment, and biosolids by HRGC/HRMS |  | https://www.nemi.gov/methods/method_summary/9689/ | 9/7/2023 5:37:21 PM
4982 | 1699 | Pesticides in water, soil, sediment, biosolids, and tissue by HRGC/HRMS | USEPA | 1699 ~ EPA-OW/OST . Pesticides in water, soil, sediment, biosolids, and tissue by HRGC/HRMS |  | https://www.nemi.gov/methods/method_summary/9690/ | 9/7/2023 5:37:21 PM
1716 | 16A | 16 A ~ Total Reduced Sulfur Emissions in Air | USEPA |  |  |  | 6/26/2019 4:12:47 PM
1717 | 16B | 16 B ~ Total Reduced Sulfur Emissions in Air | USEPA |  |  |  | 6/26/2019 4:12:47 PM
1718 | 17 | Particulate Emissions in Air | USEPA |  |  |  | 8/12/2006 11:50:00 PM
1719 | 170.1 | Temperature | USEPA | 170.1 ~ EPA-NERL . Temperature by Thermometer |  | https://www.nemi.gov/methods/method_summary/5216/ | 9/7/2023 5:37:18 PM
4729 | 172 | Trace metals in marine sediments by ICP/MS | USDOC/NOAA | 172 ~ NOAA NST . Trace metals in marine sediments by ICP/MS |  | https://www.nemi.gov/methods/method_summary/7183/ | 9/7/2023 5:37:20 PM
100744 | 172.0 | Trace metals in marine sediments by ICP/MS | USDOC/NOAA |  |  |  | 10/20/2021 8:42:12 AM
4730 | 172.1 | Trace metals in marine animal tissues by ICP/MS | USDOC/NOAA | 172.1 ~ NOAA NST . Trace metals in marine animal tissues by ICP/MS |  | https://www.nemi.gov/methods/method_summary/7188/ | 9/7/2023 5:37:20 PM
1720 | 18 | Gaseous Organic Compound Emission in Air | USEPA |  |  |  | 8/12/2006 11:50:00 PM
1721 | 180.1 | Turbidity by Nephelometry | USEPA | 180.1 ~ EPA-NERL . Turbidity by Turbidimeter |  | https://www.nemi.gov/methods/method_summary/5217/ | 9/7/2023 5:37:18 PM
1722 | 1A | 1:00 AM ~ Sample and Velocity Traverses | USEPA |  |  |  | 6/26/2019 4:12:47 PM
809 | 1AP73-7 | 1AP73-7 ~ Ozone in the Atmosphere | ENV/CANADA |  |  |  | 6/26/2019 4:12:46 PM
810 | 1AP77-A | 1AP77 A ~ Vinyl Chloride | ENV/CANADA |  |  |  | 6/26/2019 4:12:46 PM
811 | 1RM-1 | 1RM-1 ~ Hydrogen Chloride | ENV/CANADA |  |  |  | 6/26/2019 4:12:46 PM
812 | 1RM-15 | 1RM-15 ~ Gaseous Emissions from Fossil Boilers | ENV/CANADA |  |  |  | 6/26/2019 4:12:46 PM
813 | 1RM-19 | 1RM-19 ~ PCDDs and PCDFs | ENV/CANADA |  |  |  | 6/26/2019 4:12:46 PM
814 | 1RM-20 | 1RM-20 ~ Dibenzofuran and Dibenzo-p-dioxin | ENV/CANADA |  |  |  | 6/26/2019 4:12:46 PM
815 | 1RM-5 | 1RM-5 ~ Release of Mercury from Mercury Cell | ENV/CANADA |  |  |  | 6/26/2019 4:12:46 PM
816 | 1RM-6 | 1RM-6 ~ Total Reduced Sulphur (TRS) Compounds | ENV/CANADA |  |  |  | 6/26/2019 4:12:46 PM
817 | 1RM-7 | 1RM-7 ~ Lead | ENV/CANADA |  |  |  | 6/26/2019 4:12:46 PM
818 | 1SRM-1 | 1SRM-1 ~ Hydrogen Sulfide | ENV/CANADA |  |  |  | 6/26/2019 4:12:46 PM
1723 | 2.1 (ATM SO2) | 2.1 ATM SO2 ~ Sulfur Dioxide in the Atmosphere | USEPA |  |  |  | 6/26/2019 4:12:47 PM
1724 | 2.1 (PART.PM10) | 2.1 PART.PM10 ~ Particulate Matter as PM10 in Atmosphere | USEPA |  |  |  | 6/26/2019 4:12:47 PM
1725 | 2.11 | Particulate Matter as PM10 in Atmosphere | USEPA |  |  |  | 8/12/2006 11:50:00 PM
1726 | 2.1A | 2.1 A ~ Sulfur Dioxide in the Atmosphere | USEPA |  |  |  | 6/26/2019 4:12:47 PM
1727 | 2.2 | Suspended Particulates in the Atmosphere | USEPA |  |  |  | 8/12/2006 11:50:00 PM
1728 | 2.3 | Nitrogen Dioxide in the Atmosphere | USEPA |  |  |  | 8/12/2006 11:50:00 PM
1729 | 2.6 | Carbon Monoxide in the Atmosphere | USEPA |  |  |  | 8/12/2006 11:50:00 PM
1730 | 2.8 | Lead in Suspended Particulate Matter | USEPA |  |  |  | 8/12/2006 11:50:00 PM
1731 | 2.9 | Sulfur Dioxide in the Atmosphere | USEPA |  |  |  | 8/12/2006 11:50:00 PM
1732 | 20 | Nitrogen Oxides and Sulfur Dioxide in Air | USEPA |  |  |  | 8/12/2006 11:50:00 PM
100719 | 20-0001 | 20-0001, in Water by Immunoassay, Microtiter Plate | BEACON |  |  |  | 10/20/2021 8:42:11 AM
100720 | 20-0011 | 2,4-Dichlorophenoxyacetic acid (2,4-D)in Water by Immunoassay, Microtiter Plate | BEACON |  |  |  | 10/20/2021 8:42:11 AM
100721 | 20-0017 | Aflatoxin in grains by immunoassay, Microtiter Plate | BEACON |  |  |  | 10/20/2021 8:42:11 AM
100722 | 20-0020 | T-2 toxin in grains by immunoassay, Microtiter Plate | BEACON |  |  |  | 10/20/2021 8:42:11 AM
100723 | 20-0068 | Microcystin in water by immunoassay, Microtiter Plate | BEACON |  |  |  | 10/20/2021 8:42:11 AM
100724 | 20-0098 | Microcystin in water by immunoassay, Coated Tube | BEACON |  |  |  | 10/20/2021 8:42:11 AM
100725 | 20-0099 | Aflatoxin in grains by immunoassay, Coated Tube | BEACON |  |  |  | 10/20/2021 8:42:11 AM
100726 | 20-0149 | Cylindrospermopsin in water by immunoassay, Microtiter Plate | BEACON |  |  |  | 10/20/2021 8:42:11 AM
100727 | 20-0173 | Saxitoxin in water by immunoassay, Microtiter Plate | BEACON |  |  |  | 10/20/2021 8:42:11 AM
100728 | 20-0218 | T-2/HT-2 toxins in grains by immunoassay, Microtiter Plate | BEACON |  |  |  | 10/20/2021 8:42:12 AM
100729 | 20-0230 | Aflatoxin in grains by immunoassay, Coated Tube with less usage | BEACON |  |  |  | 10/20/2021 8:42:12 AM
1733 | 200 | Metals by Atomic Absorption | USEPA |  |  |  | 8/12/2006 11:50:00 PM
1734 | 200.1 | Metals in Marine Waters by ICP/MS | USEPA | 200.1 ~ EPA-NERL . Trace Elements in Marine Waters by ICPMS |  | https://www.nemi.gov/methods/method_summary/4670/ | 9/7/2023 5:37:18 PM
1735 | 200.1(FLAA) | 200.1 FLAA ~ Acid Soluble Metals in Water by FLAA | USEPA |  |  |  | 6/26/2019 4:12:47 PM
1736 | 200.1(GFAA) | 200.1 GFAA ~ Acid Soluble Metals in Water by GFAA | USEPA |  |  |  | 6/26/2019 4:12:47 PM
1737 | 200.1(ICP) | 200.1 ICP ~ Acid Soluble Metals - ICP | USEPA |  |  |  | 6/26/2019 4:12:47 PM
100866 | 200.10 | Trace Elements in Marine Waters by ICPMS | USEPA |  |  |  | 10/20/2021 8:42:13 AM
1738 | 200.10_M | 200.10 M ~ Inductively Coupled Plasma | USEPA |  |  |  | 6/26/2019 4:12:47 PM
1739 | 200.11 | Metals in Fish Tissue by ICP-AES | USEPA |  |  |  | 8/12/2006 11:50:00 PM
1740 | 200.12 | Elements in Water by Temperature GFAA | USEPA | 200.12 ~ EPA-NERL . Trace Elements in Marine Waters by GFAA |  | https://www.nemi.gov/methods/method_summary/4668/ | 9/7/2023 5:37:18 PM
1741 | 200.13 | Elements in Water by Chelation with GFAA | USEPA | 200.13 ~ EPA-NERL . Trace Elements by GFAA (w/ Preconcentration) |  | https://www.nemi.gov/methods/method_summary/4664/ | 9/7/2023 5:37:18 PM
1742 | 200.15 | Metals in Water by Nebulization and ICP-AES | USEPA |  |  |  | 8/12/2006 11:50:00 PM
3240 | 200.2 | Sample preparation procedure for spectrochemical determination of total recoverable elements | USEPA |  |  | https://www.nemi.gov/methods/method_summary/9799/ | 8/1/2013 1:44:00 PM
100885 | 200.3 | Metals in Biota br CRC ICPMS (Wet units) | USEPA | Tissue samples are homogenized and sub-sampled prior to hotblock digestion with HNO3, HCl, and H2O2. Analysis is by Collision/Reaction Cell ICPMS. |  |  | 10/20/2021 8:42:11 AM
4983 | 200.5 | Trace elements in water by AVICP-AES | USEPA | 200.5 ~ EPA-ORD / EPA-OST . Trace elements in water by AVICP-AES |  | https://www.nemi.gov/methods/method_summary/9798/ | 9/7/2023 5:37:21 PM
877 | 200.6 | Ca, Mg, K and Na in Wet Deposition | IL/SWSD |  |  |  | 8/12/2006 11:50:00 PM
1743 | 200.62(B) | 200.62 B ~ Pneumatic Nebulization ICP Analysis | USEPA |  |  |  | 6/26/2019 4:12:47 PM
1744 | 200.62(C) | 200.62 C ~ Hydride Generation ICP Analysis | USEPA |  |  |  | 6/26/2019 4:12:47 PM
3090 | 200.7 | Metals in Water by ICP-AES | USEPA | 200.7 ~ EPA-NERL . Metals in Water by ICP-AES |  | https://www.nemi.gov/methods/method_summary/4690/ | 9/7/2023 5:37:19 PM
100929 | 200.7 | Metals in Water by ICP-AES | USEPA Rev 4.4 | 200.7 ~ EPA-NERL . Metals in Water by ICP-AES, Revision 4.4 |  | https://www.nemi.gov/methods/method_summary/4690/ | 9/7/2023 5:37:21 PM
1745 | 200.7(S) | 200.7 S ~ Metals in Soil by ICP-AES | USEPA | in Sediment |  |  | 6/26/2019 4:12:47 PM
1746 | 200.7(W) | 200.7 W ~ Metals in Water by ICP-AES | USEPA | 200.7 ~ EPA-NERL . Metals in Water by ICP-AES |  | https://www.nemi.gov/methods/method_summary/4690/ | 9/7/2023 5:37:18 PM
1747 | 200.7_M | 200.7 M ~ ICP-AES For Trace Element Analysis | USEPA |  |  |  | 6/26/2019 4:12:47 PM
3091 | 200.8 | 200.8 ~ EPA; Metals in Waters by ICP/MS | USEPA | 200.8 ~ EPA-NERL . Metals in Waters by ICP/MS |  | https://www.nemi.gov/methods/method_summary/4665/ | 9/7/2023 5:37:19 PM
100363 | 200.8 | 200.8 ~ EPA; Metals in Waters by ICP/MS | USEPA Rev 5.4 |  |  | https://www.nemi.gov/methods/method_summary/4665/ | 4/29/2022 6:25:58 AM
1748 | 200.8(S) | 200.8 S ~ Metals in Wastes by ICP/MS | USEPA | in Sediment |  |  | 6/26/2019 4:12:47 PM
1749 | 200.8(W) | 200.8 W ~ Metals in Waters by ICP/MS | USEPA | 200.8 ~ EPA-NERL . Metals in Waters by ICP/MS |  | https://www.nemi.gov/methods/method_summary/4665/ | 9/7/2023 5:37:18 PM
1750 | 200.9 | 200.9 ~ EPA; Metals by Temperature Stabilized GFAA | USEPA | 200.9 ~ EPA-NERL . Trace Elements in Water by GFAA |  | https://www.nemi.gov/methods/method_summary/4797/ | 9/7/2023 5:37:18 PM
100169 | 200.9 | 200.9 ~ EPA; Determination of Trace Elements by Stabilized Temperature Graphic Furnace Atomic Absorption | USEPA Rev 2.2 | https://www.epa.gov/sites/production/files/2015-08/documents/method_200-9_rev_2-2_1994.pdf |  |  | 4/29/2022 6:25:58 AM
952 | 2000 | Methanol by GC/FID | NIOSH |  |  |  | 8/12/2006 11:50:00 PM
10005 | 2000.0 | 2000.0 ~ EPA; ACUTE TOXICITY TESTS FOR WATERS USING FATHEAD MINNOWS | USEPA |  |  |  | 4/9/2021 10:14:24 AM
953 | 2002 | Amines, Aromatics by GC/FID | NIOSH |  |  |  | 8/12/2006 11:50:00 PM
10004 | 2002.0 | 2002.0 ~ EPA; ACUTE TOXICITY TESTS WITH EFFLUENTS AND RECIEVING WATERS USING CERIODAPHNIA DUBIA | USEPA |  |  |  | 4/9/2021 10:14:24 AM
954 | 2003 | 1,1,2,2-Tetrabromoethane by GC/FID | NIOSH |  |  |  | 8/12/2006 11:50:00 PM
955 | 2004 | Amides by GC/FID | NIOSH |  |  |  | 8/12/2006 11:50:00 PM
100126 | 2004.0 | 2004.0 ~ EPA; Acute Toxicity Tests of Marine Organisms - Sheepshead minnow, Cyprinodon variegatus | USEPA | https://www.epa.gov/cwa-methods/acute-toxicity-wet-methods |  |  | 4/9/2021 10:14:24 AM
956 | 2005 | Nitrobenzenes by GC/FID | NIOSH |  |  |  | 8/12/2006 11:50:00 PM
100000 | 2005.06 | Liquid chromatography-fluorescence detection method for the determination of paralytic shellfish toxins in scallops | AOAC |  |  |  | 6/1/2016 7:25:01 AM
100127 | 2006.0 | 2006.0 ~ EPA; Acute Toxicity Tests of Marine Organisms - Silverside, Menidia beryllina, Menidia menidia, and Menidia peninsulae | USEPA | https://www.epa.gov/cwa-methods/acute-toxicity-wet-methods |  |  | 4/9/2021 10:14:24 AM
957 | 2007 | Amioethanol compound I | NIOSH |  |  |  | 8/12/2006 11:50:00 PM
100128 | 2007.0 | 2007.0 ~ EPA; Acute Toxicity Tests of Marine Organisms - Mysid, Americamysis bahia | USEPA | https://www.epa.gov/cwa-methods/acute-toxicity-wet-methods |  |  | 4/9/2021 10:14:24 AM
958 | 2008 | Chloroacetic Acid by Ion Chromatography | NIOSH |  |  |  | 8/12/2006 11:50:00 PM
1751 | 201(CSR) | 201 CSR ~ Determination of PM10 Emissions | USEPA |  |  |  | 6/26/2019 4:12:47 PM
1752 | 201(EGR) | 201 EGR ~ Determination of PM10 Emissions | USEPA |  |  |  | 6/26/2019 4:12:47 PM
959 | 2010 | Amines, Aliphatic by GC/FID | NIOSH |  |  |  | 8/12/2006 11:50:00 PM
960 | 2011 | Formic Acid by Ion Chromatography | NIOSH |  |  |  | 8/12/2006 11:50:00 PM
961 | 2012 | n-Butylamine by GC/FID | NIOSH |  |  |  | 8/12/2006 11:50:00 PM
962 | 2013 | Phenyl Ether-Diphenyl Mixture by GC/FID | NIOSH |  |  |  | 8/12/2006 11:50:00 PM
963 | 2014 | p-Chlorophenol by HPLC/UV | NIOSH |  |  |  | 8/12/2006 11:50:00 PM
964 | 2015 | Chloroacetaldehyde by GC/ECD | NIOSH |  |  |  | 8/12/2006 11:50:00 PM
100170 | 2015.01 | Heavy Metals in Food Inductively Coupled Plasma-Mass Spectrometry | AOAC | https://www.scribd.com/document/307771009/00-AOAC-Method-2015-01 |  |  | 12/5/2017 3:53:45 PM
100001 | 2015.03 | Sodium Fluoroacetate by LC-MS/MS | AOAC | http://www.aoac.org/imis15_prod/AOAC_Docs/NEWS/2015_03_Rev_2.pdf |  | https://www.nemi.gov/methods/method_summary/4743/ | 6/1/2016 7:25:01 AM
100129 | 2019.0 | 2019.0 ~ EPA; Acute Toxicity Tests of Marine Orgs- Rainbow trout, Oncorhynchus mykiss, and Brook trout, Salvelinus fontinalis | USEPA | https://www.epa.gov/cwa-methods/acute-toxicity-wet-methods |  |  | 4/9/2021 10:14:24 AM
1753 | 202 | Determination of Particulate Emission | USEPA |  |  |  | 8/12/2006 11:50:00 PM
1754 | 202.1 | Aluminum by FLAA | USEPA | 202.1 ~ EPA-NERL . Aluminum by Flame AA |  | https://www.nemi.gov/methods/method_summary/5267/ | 9/7/2023 5:37:18 PM
1755 | 202.1_M | 202.1 M ~ Aluminum by FLAA | USEPA |  |  |  | 6/26/2019 4:12:47 PM
1756 | 202.2 | Aluminum by GFAA | USEPA | 202.2 ~ EPA-NERL . Aluminum by Graphite Furnace AA |  | https://www.nemi.gov/methods/method_summary/5268/ | 9/7/2023 5:37:18 PM
1757 | 202.2_M | 202.2 M ~ Aluminum by GFAA | USEPA |  |  |  | 6/26/2019 4:12:47 PM
1758 | 202.2_M/HG) | 202.2 M/HG ~ Mercury in Industrial Wastes by CVAA | USEPA |  |  |  | 6/26/2019 4:12:47 PM
1759 | 202.62(D) | 202.62 D ~ KOH Fusion Samples by GFAA | USEPA |  |  |  | 6/26/2019 4:12:47 PM
100130 | 2021.0 | 2021.0 ~ EPA; Acute Toxicity Tests of Marine Organisms - Daphnia puplex and Daphnia magna | USEPA | https://www.epa.gov/cwa-methods/acute-toxicity-wet-methods |  |  | 4/9/2021 10:14:24 AM
10019 | 203 | Calcium Carbonate Saturation | APHA |  |  |  | 10/20/2011 1:58:01 PM
1760 | 203 | Determination of Opacity of Emissions | USEPA |  |  |  | 8/12/2006 11:50:00 PM
1761 | 203A | 203 A ~ Time-Averaged Opacity of Emissions | USEPA |  |  |  | 6/26/2019 4:12:47 PM
1762 | 203B | 203 B ~ Opacity of Emission - Time Exception Regs. | USEPA |  |  |  | 6/26/2019 4:12:48 PM
1763 | 203C | 203 C ~ Opacity of Emission - Instantaneous Regs. | USEPA |  |  |  | 6/26/2019 4:12:48 PM
1764 | 204.1 | Antimony by FLAA | USEPA | 204.1 ~ EPA-NERL . Antimony by Flame AA |  | https://www.nemi.gov/methods/method_summary/5269/ | 9/7/2023 5:37:18 PM
1765 | 204.1_M | 204.1 M ~ Antimony by FLAA | USEPA |  |  |  | 6/26/2019 4:12:48 PM
1766 | 204.2 | Antimony by GFAA | USEPA | 204.2 ~ EPA-NERL . Antimony by Graphite Furnace AA |  | https://www.nemi.gov/methods/method_summary/5270/ | 9/7/2023 5:37:18 PM
1767 | 204.2_M | 204.2 M ~ Antimony by GFAA | USEPA |  |  |  | 6/26/2019 4:12:48 PM
1768 | 206.2 | Arsenic by GFAA | USEPA | 206.2 ~ EPA-NERL . Arsenic by Graphite Furnace AA |  | https://www.nemi.gov/methods/method_summary/5271/ | 9/7/2023 5:37:18 PM
1769 | 206.2_M | 206.2 M ~ Arsenic by GFAA | USEPA |  |  |  | 6/26/2019 4:12:48 PM
1770 | 206.3 | Arsenic by HYDAA | USEPA | 206.3 ~ EPA-NERL . Arsenic by Gaseous Hydride Generation and AA |  | https://www.nemi.gov/methods/method_summary/5272/ | 9/7/2023 5:37:18 PM
1771 | 206.3_M | 206.3 M ~ Hydride Generation ICP | USEPA |  |  |  | 6/26/2019 4:12:48 PM
1772 | 206.4 | Arsenic by Spectrophotometric Analysis | USEPA | 206.4 ~ EPA-NERL . Arsenic by Spectrophotometry |  | https://www.nemi.gov/methods/method_summary/5273/ | 9/7/2023 5:37:18 PM
1773 | 206.5 | Arsenic Digestion for HYDAA | USEPA | 206.5 ~ EPA-NERL . Sample Digestion for Arsenic |  | https://www.nemi.gov/methods/method_summary/5274/ | 9/7/2023 5:37:18 PM
1774 | 208.1 | Barium by FLAA | USEPA | 208.1 ~ EPA-NERL . Barium by Flame AA |  | https://www.nemi.gov/methods/method_summary/5275/ | 9/7/2023 5:37:18 PM
1775 | 208.1_M | 208.1 M ~ Barium by FLAA | USEPA |  |  |  | 6/26/2019 4:12:48 PM
1776 | 208.2 | Barium by GFAA | USEPA | 208.2 ~ EPA-NERL . Barium by Graphite Furnace AA |  | https://www.nemi.gov/methods/method_summary/5276/ | 9/7/2023 5:37:18 PM
1777 | 208.2_M | 208.2 M ~ Barium by GFAA | USEPA |  |  |  | 6/26/2019 4:12:48 PM
100014 | 209C | 209 C ~ Residue Non- filterable (TSS) | APHA_SM19ED | Standard Methods (19th ed.) 209C (gravimetric, 103-105 degree C post washing of residue) mg/L |  |  | 6/26/2019 4:12:53 PM
1778 | 210.1 | Beryllium by FLAA | USEPA | 210.1 ~ EPA-NERL . Beryllium by Flame AA |  | https://www.nemi.gov/methods/method_summary/5277/ | 9/7/2023 5:37:19 PM
1779 | 210.1_M | 210.1 M ~ Beryllium by FLAA | USEPA |  |  |  | 6/26/2019 4:12:48 PM
1780 | 210.2 | Beryllium by GFAA | USEPA | 210.2 ~ EPA-NERL . Beryllium by Graphite Furnace AA |  | https://www.nemi.gov/methods/method_summary/5278/ | 9/7/2023 5:37:19 PM
1781 | 210.2_M | 210.2 M ~ Beryllium by GFAA | USEPA |  |  |  | 6/26/2019 4:12:48 PM
2913 | 211.1 | Organochlorine Residues for Fatty Foods | USFDA |  |  |  | 8/12/2006 11:50:00 PM
1782 | 212.3 | Boron by Colorimetric Analysis | USEPA | 212.3 ~ EPA-NERL . Boron by Colorimetry |  | https://www.nemi.gov/methods/method_summary/5279/ | 9/7/2023 5:37:19 PM
179 | 2120-B | 2120 B ~ Color in Water by Visual Comparison | APHA | 2120 B ~ Standard Methods . Color in Water by Visual Comparison Method |  | https://www.nemi.gov/methods/method_summary/9730/ | 9/7/2023 5:37:17 PM
180 | 2120-C | 2120 C ~ Color in Water by Spectrophotometry | APHA | 2120 C ~ Standard Methods . Color in Water by Spectrophotometry |  | https://www.nemi.gov/methods/method_summary/9731/ | 9/7/2023 5:37:17 PM
181 | 2120-D | 2120 D ~ Color in Water Using Tristimulus Filters | APHA |  |  |  | 6/26/2019 4:12:43 PM
182 | 2120-E | 2120 E ~ Color in Water Using the ADMI Method | APHA | 2120 E ~ Standard Methods . Color in Water by ADMI Tristimulus Method |  | https://www.nemi.gov/methods/method_summary/9732/ | 9/7/2023 5:37:17 PM
1783 | 213.1 | Cadmium by FLAA | USEPA | 213.1 ~ EPA-NERL . Cadmium by Flame AA |  | https://www.nemi.gov/methods/method_summary/5770/ | 9/7/2023 5:37:19 PM
1784 | 213.1_M | 213.1 M ~ Cadmium by FLAA | USEPA |  |  |  | 6/26/2019 4:12:48 PM
1785 | 213.2 | Cadmium by GFAA | USEPA | 213.2 ~ EPA-NERL . Cadmium by GFAA |  | https://www.nemi.gov/methods/method_summary/4666/ | 9/7/2023 5:37:19 PM
1786 | 213.2_M | 213.2 M ~ Cadmium by GFAA | USEPA |  |  |  | 6/26/2019 4:12:48 PM
183 | 2130 | Turbidity in Water | APHA |  |  |  | 8/12/2006 11:50:00 PM
3019 | 2130-B | 2130 B ~ Nephelometric Method | APHA | 2130 B ~ Standard Methods . Turbidity by Nephelometry |  | https://www.nemi.gov/methods/method_summary/9645/ | 9/7/2023 5:37:19 PM
100934 | 2130-B | Turbidity by Nephelometry | APHA (2001) | Not current version URL: https://www.nemi.gov/methods/method_summary/9645/ |  |  | 1/2/2023 7:25:50 PM
1787 | 215.1 | Calcium by FLAA | USEPA | 215.1 ~ EPA-NERL . Calcium by Flame AA |  | https://www.nemi.gov/methods/method_summary/5280/ | 9/7/2023 5:37:19 PM
1788 | 215.1_M | 215.1 M ~ Calcium by FLAA | USEPA |  |  |  | 6/26/2019 4:12:48 PM
1789 | 215.2 | Calcium by EDTA Titrimetric Analysis | USEPA | 215.2 ~ EPA-NERL . Calcium by Titrimetry |  | https://www.nemi.gov/methods/method_summary/5281/ | 9/7/2023 5:37:19 PM
184 | 2150 | Odor in Water by Threshold Testing | APHA |  |  |  | 8/12/2006 11:50:00 PM
4612 | 2150 B | 2150 B ~ Threshold Odor Test | APHA | 2150B / 2150 B ~ Standard Methods . Threshold Odor Test |  | https://www.nemi.gov/methods/method_summary/9883/ | 9/7/2023 5:37:19 PM
185 | 2160-B | 2160 B ~ Taste in Water by Flavor Threshold Test | APHA |  |  |  | 6/26/2019 4:12:43 PM
186 | 2160-C | 2160 C ~ Taste in Water by Flavor Rating | APHA |  |  |  | 6/26/2019 4:12:43 PM
187 | 2170 | Taste and Odor by Profile Analysis | APHA |  |  |  | 8/12/2006 11:50:00 PM
1790 | 218.1 | Chromium by FLAA | USEPA | 218.1 ~ EPA-NERL . Chromium by Flame AA |  | https://www.nemi.gov/methods/method_summary/5282/ | 9/7/2023 5:37:19 PM
1791 | 218.1_M | 218.1 M ~ Chromium by FLAA | USEPA |  |  |  | 6/26/2019 4:12:48 PM
1792 | 218.2 | Chromium by GFAA | USEPA | 218.2 ~ EPA-NERL . Chromium by Graphite Furnace AA |  | https://www.nemi.gov/methods/method_summary/5283/ | 9/7/2023 5:37:19 PM
1793 | 218.2_M | 218.2 M ~ Chromium by GFAA | USEPA |  |  |  | 6/26/2019 4:12:48 PM
1794 | 218.3 | Chromium by Chelation Extraction FLAA | USEPA | 218.3 ~ EPA-NERL . Chromium by Chelation Extraction and Flame AA |  | https://www.nemi.gov/methods/method_summary/5284/ | 9/7/2023 5:37:19 PM
1795 | 218.4 | Hexavalent Chromium by FLAA | USEPA | 218.4 ~ EPA-NERL . Hexavalent Chromium Using Chelation Extraction and AA |  | https://www.nemi.gov/methods/method_summary/4820/ | 9/7/2023 5:37:19 PM
1796 | 218.5 | Hexavalent Chromium by GFAA | USEPA |  |  |  | 8/12/2006 11:50:00 PM
1797 | 218.6 | Hexavalent Chromium by Ion Chromatograph | USEPA | 218.6 ~ EPA-ORD / EPA-OST . Hexavalent Chromium in Water by Ion Chromatography |  | https://www.nemi.gov/methods/method_summary/9508/ | 9/7/2023 5:37:19 PM
100515 | 218.7 | Determination of Hexavalent Chromium in Drinking Water by Ion Chromatography with Post-Column Derivatization | USEPA | Determination of Hexavalent Chromium in Drinking Water by Ion Chromatography with Post-Column Derivatization and UV-Visible Spectroscopic Detection |  | https://www.nemi.gov/methods/method_summary/12610/ | 4/3/2020 9:20:08 PM
1798 | 219.1 | Cobalt by FLAA | USEPA | 219.1 ~ EPA-NERL . Cobalt by Flame AA |  | https://www.nemi.gov/methods/method_summary/5285/ | 9/7/2023 5:37:19 PM
1799 | 219.1_M | 219.1 M ~ Cobalt by FLAA | USEPA |  |  |  | 6/26/2019 4:12:48 PM
1800 | 219.2 | Cobalt by GFAA | USEPA | 219.2 ~ EPA-NERL . Cobalt by Graphite Furnace AA |  | https://www.nemi.gov/methods/method_summary/5286/ | 9/7/2023 5:37:19 PM
1801 | 219.2_M | 219.2 M ~ Cobalt by GFAA | USEPA |  |  |  | 6/26/2019 4:12:48 PM
1802 | 220.1 | Copper by FLAA | USEPA | 220.1 ~ EPA-NERL . Copper by Flame AA |  | https://www.nemi.gov/methods/method_summary/5287/ | 9/7/2023 5:37:19 PM
1803 | 220.1_M | 220.1 M ~ Copper by FLAA | USEPA |  |  |  | 6/26/2019 4:12:48 PM
1804 | 220.2 | Copper by GFAA | USEPA | 220.2 ~ EPA-NERL . Copper by Graphite Furnace AA |  | https://www.nemi.gov/methods/method_summary/5293/ | 9/7/2023 5:37:19 PM
1805 | 220.2_M | 220.2 M ~ Copper by GFAA | USEPA |  |  |  | 6/26/2019 4:12:48 PM
2914 | 221.1 | Chlorophenoxy Acid and Pentachlorophenol | USFDA |  |  |  | 8/12/2006 11:50:00 PM
100738 | 2241-2 | 2241-2, Digital ratemeter Survey Meter with Alpha Beta Radiation Detector | LUDLUM |  |  |  | 10/20/2021 8:42:12 AM
1806 | 23 | PCDDs and PCDFs in Air Emissions | USEPA |  |  |  | 8/12/2006 11:50:00 PM
1807 | 231.1 | Gold by FLAA | USEPA | 231.1 ~ EPA-NERL . Gold by Flame AA |  | https://www.nemi.gov/methods/method_summary/5348/ | 9/7/2023 5:37:19 PM
2915 | 231.1 | Organophosphorous Residue for Fatty Food | USFDA |  |  |  | 8/12/2006 11:50:00 PM
1808 | 231.2 | Gold by GFAA | USEPA | 231.2 ~ EPA-NERL . Gold by Graphite Furnace AA |  | https://www.nemi.gov/methods/method_summary/5294/ | 9/7/2023 5:37:19 PM
188 | 2310 | Acidity in Water by Titration | APHA |  |  |  | 8/12/2006 11:50:00 PM
100171 | 2310 B | 2310 B ~ acidity, titration using electrometric endpoint or phenolphthalein endpoint | APHA (2011) |  |  |  | 6/26/2019 4:12:53 PM
4613 | 2310 B | 2310 B ~ Acidity by Titration | APHA | 2310B / 2310 B ~ Standard Methods . Acidity by Titration |  | https://www.nemi.gov/methods/method_summary/9891/ | 9/7/2023 5:37:19 PM
189 | 2320 | Alkalinity in Water by Titration | APHA |  |  |  | 8/12/2006 11:50:00 PM
100172 | 2320 B | 2320 B ~ alkalinity, electrometric or colorimetric titration to pH 4.5 | APHA (2011) |  |  |  | 6/26/2019 4:12:53 PM
100541 | 2320-B | 2320 B ~ Alkalinity by Titration | APHA_SM21ED | 2320B ~ Standard Methods . Alkalinity by Titration |  | https://www.nemi.gov/methods/method_summary/9694/ | 9/7/2023 5:37:21 PM
100935 | 2320-B | Alkalinity by Titration | APHA (1997) | Not current version URL: https://www.nemi.gov/methods/method_summary/9694/ |  |  | 1/2/2023 7:25:50 PM
3063 | 2320-B | 2320 B ~ Alkalinity by Gran Titration | APHA | 2320B ~ Standard Methods . Alkalinity by Titration |  | https://www.nemi.gov/methods/method_summary/9694/ | 9/7/2023 5:37:19 PM
101427 | 2320B | 2320B | APHA_SM18ED |  |  |  | 8/26/2026 10:42:47 AM
100002 | 2330-B | 2330 B ~ Calcium Carbonate Saturation | APHA |  |  |  | 6/26/2019 4:12:53 PM
101226 | 2340-B | SM 2340 B, 2340-B ~ APHA_SM21ED; Hardness - Hardness by Calculation | APHA_SM21ED | https://lams.nelac-institute.org/TestMethodDetails?code=20046440 |  |  | 1/28/2026 2:22:17 AM
101428 | 2340B | 2340B | APHA_SM18ED |  |  |  | 8/26/2026 10:42:47 AM
3053 | 2340B | 2340 B ~ Hardness by Calculation | APHA | 2340B ~ Standard Methods . Hardness in Water by EDTA Titration |  | https://www.nemi.gov/methods/method_summary/4679/ | 9/7/2023 5:37:19 PM
3142 | 2340C | 2340 C ~ EDTA Titrimetric Method (Hardness) | APHA_SM20ED |  |  |  | 6/26/2019 4:12:51 PM
101429 | 2340C | 2340C | APHA_SM18ED |  |  |  | 8/26/2026 10:42:47 AM
100378 | 2340C | 2340 C ~ EDTA Titrimetric Method (Hardness) | APHA (1997) | Not current version URL: https://www.nemi.gov/methods/method_summary/5701/ |  |  | 6/26/2019 4:12:54 PM
4614 | 2340C | 2340 C ~ EDTA Titrimetric Method (Hardness) | APHA | 2340C ~ Standard Methods . EDTA Titrimetric Method (Hardness) |  | https://www.nemi.gov/methods/method_summary/5701/ | 9/7/2023 5:37:19 PM
1809 | 235.1 | Iridium by FLAA | USEPA | 235.1 ~ EPA-NERL . Iridium by Flame AA |  | https://www.nemi.gov/methods/method_summary/5349/ | 9/7/2023 5:37:19 PM
1810 | 235.2 | Iridium by GFAA | USEPA | 235.2 ~ EPA-NERL . Iridium by Graphite Furnace AA |  | https://www.nemi.gov/methods/method_summary/5295/ | 9/7/2023 5:37:19 PM
191 | 2350-B | 2350 B ~ Chlorine Demand/Requirement of Water | APHA |  |  |  | 6/26/2019 4:12:43 PM
192 | 2350-C | 2350 C ~ Chlorine Dioxide Demand/Requirement of Water | APHA |  |  |  | 6/26/2019 4:12:43 PM
193 | 2350-D | 2350 D ~ Ozone Demand or Requirement of Water- Batch Method | APHA |  |  |  | 6/26/2019 4:12:43 PM
194 | 2350-E | 2350 E ~ Ozone Demand or Requirement of Water- Semi-Batch Method | APHA |  |  |  | 6/26/2019 4:12:43 PM
1811 | 236.1 | Iron by FLAA | USEPA | 236.1 ~ EPA-NERL . Iron by Flame AA |  | https://www.nemi.gov/methods/method_summary/5327/ | 9/7/2023 5:37:19 PM
1812 | 236.1_M | 236.1 M ~ Iron by FLAA | USEPA |  |  |  | 6/26/2019 4:12:48 PM
1813 | 236.2 | Iron by GFAA | USEPA | 236.2 ~ EPA-NERL . Iron by Graphite Furnace AA |  | https://www.nemi.gov/methods/method_summary/5296/ | 9/7/2023 5:37:19 PM
1814 | 236.2_M | 236.2 M ~ Iron by GFAA | USEPA |  |  |  | 6/26/2019 4:12:48 PM
1815 | 239.1 | Lead by FLAA | USEPA | 239.1 ~ EPA-NERL . Lead by Flame AA |  | https://www.nemi.gov/methods/method_summary/5328/ | 9/7/2023 5:37:19 PM
1816 | 239.1_M | 239.1 M ~ Lead by FLAA | USEPA |  |  |  | 6/26/2019 4:12:48 PM
1817 | 239.2 | Lead by GFAA | USEPA | 239.2 ~ EPA-NERL . Lead by Graphite Furnace AA |  | https://www.nemi.gov/methods/method_summary/5297/ | 9/7/2023 5:37:19 PM
1818 | 239.2_M | 239.2 M ~ Lead by GFAA | USEPA |  |  |  | 6/26/2019 4:12:48 PM
3221 | 24-5.4 | 24-5.4 ~ Phosphorous in soil | ASA(2ND ED.) |  |  |  | 6/26/2019 4:12:51 PM
1819 | 242.1 | Magnesium by FLAA | USEPA | 242.1 ~ EPA-NERL . Magnesium by Flame AA |  | https://www.nemi.gov/methods/method_summary/5329/ | 9/7/2023 5:37:19 PM
1820 | 242.1_M | 242.1 M ~ Magnesium by FLAA | USEPA |  |  |  | 6/26/2019 4:12:48 PM
2916 | 242.4 | Substituted Urea Herbicides | USFDA |  |  |  | 8/12/2006 11:50:00 PM
1821 | 243.1 | Manganese by FLAA | USEPA | 243.1 ~ EPA-NERL . Manganese by Flame AA |  | https://www.nemi.gov/methods/method_summary/5330/ | 9/7/2023 5:37:19 PM
1822 | 243.1_M | 243.1 M ~ Manganese by FLAA | USEPA |  |  |  | 6/26/2019 4:12:48 PM
1823 | 243.2 | Manganese by GFAA | USEPA | 243.2 ~ EPA-NERL . Manganese by Graphite Furnace AA |  | https://www.nemi.gov/methods/method_summary/5298/ | 9/7/2023 5:37:19 PM
1824 | 243.2_M | 243.2 M ~ Manganese by GFAA | USEPA |  |  |  | 6/26/2019 4:12:48 PM
1825 | 245.1 | Mercury in Water by CVAA | USEPA | 245.1 ~ EPA-NERL . Mercury by CVAA |  | https://www.nemi.gov/methods/method_summary/4821/ | 9/7/2023 5:37:19 PM
100936 | 245.1 | Determination of Mercury in Water by Cold Vapor Atomic Absorption Spectrometry | USEPA Rev 3.0 | https://www.epa.gov/sites/default/files/2015-06/documents/epa-245.1.pdf |  |  | 4/14/2023 3:56:48 PM
1826 | 245.1_M | 245.1 M ~ Mercury in Water by Manual CVAA | USEPA |  |  |  | 6/26/2019 4:12:48 PM
1827 | 245.2 | Mercury by CVAA | USEPA | 245.2 ~ EPA-NERL . Mercury by CVAA (Automated) |  | https://www.nemi.gov/methods/method_summary/4822/ | 9/7/2023 5:37:19 PM
1828 | 245.2_M | 245.2 M ~ Mercury in Water by Automated CVAA | USEPA |  |  |  | 6/26/2019 4:12:48 PM
1829 | 245.3 | Mercury in Water by HPLC | USEPA |  |  |  | 8/12/2006 11:50:00 PM
1830 | 245.5 | Mercury in Sediment by CVAA | USEPA |  |  |  | 8/12/2006 11:50:00 PM
1831 | 245.5_M | 245.5 M ~ Mercury in Soil and Sediment by CVAA | USEPA |  |  |  | 6/26/2019 4:12:48 PM
1832 | 245.6 | Mercury in Tissue by CVAA | USEPA |  |  |  | 8/12/2006 11:50:00 PM
3147 | 245.7 | Mercury in water by cold-vapor atomic fluorescence spectrometry | USEPA | 245.7 ~ EPA-ORD / EPA-OST . Mercury in water by cold-vapor atomic fluorescence spectrometry |  | https://www.nemi.gov/methods/method_summary/9629/ | 9/7/2023 5:37:19 PM
1833 | 246.1 | Molybdenum by FLAA | USEPA | 246.1 ~ EPA-NERL . Molybdenum by Flame AA |  | https://www.nemi.gov/methods/method_summary/5331/ | 9/7/2023 5:37:19 PM
1834 | 246.2 | Molybdenum by GFAA | USEPA | 246.2 ~ EPA-NERL . Molybdenum by Graphite Furnace AA |  | https://www.nemi.gov/methods/method_summary/5300/ | 9/7/2023 5:37:19 PM
1835 | 249.1 | Nickel by FLAA | USEPA | 249.1 ~ EPA-NERL . Nickel by Flame AA |  | https://www.nemi.gov/methods/method_summary/5332/ | 9/7/2023 5:37:19 PM
1836 | 249.1_M | 249.1 M ~ Nickel by FLAA | USEPA |  |  |  | 6/26/2019 4:12:48 PM
1837 | 249.2 | Nickel by GFAA | USEPA | 249.2 ~ EPA-NERL . Nickel by Graphite Furnace AA |  | https://www.nemi.gov/methods/method_summary/5301/ | 9/7/2023 5:37:19 PM
1838 | 249.2_M | 249.2 M ~ Nickel by GFAA | USEPA |  |  |  | 6/26/2019 4:12:48 PM
1839 | 25 | Total Gaseous Nonmethane Organic Emissions | USEPA |  |  |  | 8/12/2006 11:50:00 PM
965 | 2500 | Methyl Ethyl Ketone by GC/FID | NIOSH |  |  |  | 8/12/2006 11:50:00 PM
966 | 2501 | Acrolein | NIOSH |  |  |  | 8/12/2006 11:50:00 PM
967 | 2504 | Tetraethyl Pyrophosphate by GC/FPD | NIOSH |  |  |  | 8/12/2006 11:50:00 PM
968 | 2505 | Furfuryl Alcohol by GC/FID | NIOSH |  |  |  | 8/12/2006 11:50:00 PM
969 | 2506 | Acetone Cyanohydrin | NIOSH |  |  |  | 8/12/2006 11:50:00 PM
970 | 2507 | Nitroglycerin GC/ECD | NIOSH |  |  |  | 8/12/2006 11:50:00 PM
971 | 2508 | Isophorone by GC/FID | NIOSH |  |  |  | 8/12/2006 11:50:00 PM
972 | 2510 | 1-Octanethiol by GC/FPD | NIOSH |  |  |  | 8/12/2006 11:50:00 PM
195 | 2510 | Conductivity in Water | APHA |  |  |  | 8/12/2006 11:50:00 PM
3054 | 2510B | 2510 B ~ Conductivity - Laboratory Method | APHA | 2510B ~ Standard Methods . Conductivity - Laboratory Method |  | https://www.nemi.gov/methods/method_summary/5702/ | 9/7/2023 5:37:19 PM
100364 | 2510B | 2510 B ~ Conductivity - Laboratory Method | APHA (1997) | Not current version URL: https://www.nemi.gov/methods/method_summary/5702/ |  |  | 6/26/2019 4:12:53 PM
100015 | 2510B | 2510 B ~ Conductivity - Laboratory Method Standard: Methods for the Examination of Water and Wastewater | APHA_SM20ED | In the laboratory, conductance (or resistance) of a standard KCl solution is measured and from the corresponding conductivity, a cell constant is calculated. Once the cell constant has been determined, or set, the conductivity of an unknown solution will be displayed by the meter. https://archive.org/details/gov.law.apha.method.2510.1992 |  | https://www.nemi.gov/methods/method_summary/5702/ | 6/26/2019 4:12:53 PM
973 | 2513 | Ethylene Chlorohydrin by GC/FID | NIOSH |  |  |  | 8/12/2006 11:50:00 PM
974 | 2514 | Anisidine | NIOSH |  |  |  | 8/12/2006 11:50:00 PM
975 | 2515 | Diazomethane by GC/FID | NIOSH |  |  |  | 8/12/2006 11:50:00 PM
976 | 2516 | Dichlorofluoromethane by GC/FID | NIOSH |  |  |  | 8/12/2006 11:50:00 PM
977 | 2517 | Pentachloroethane by GC/ECD | NIOSH |  |  |  | 8/12/2006 11:50:00 PM
978 | 2518 | Hexachloro-1,3-Cyclopentadiene by GC/ECD | NIOSH |  |  |  | 8/12/2006 11:50:00 PM
979 | 2519 | Ethyl Chloride by GC/FID | NIOSH |  |  |  | 8/12/2006 11:50:00 PM
1840 | 252.1 | Osmium by FLAA | USEPA | 252.1 ~ EPA-NERL . Osmium by Flame AA |  | https://www.nemi.gov/methods/method_summary/5333/ | 9/7/2023 5:37:19 PM
1841 | 252.2 | Osmium by GFAA | USEPA | 252.2 ~ EPA-NERL . Osmium by Graphite Furnace AA |  | https://www.nemi.gov/methods/method_summary/5299/ | 9/7/2023 5:37:19 PM
196 | 2520-B | 2520 B ~ Salinity in Water- Electrical Conductivity Method | APHA |  |  |  | 6/26/2019 4:12:43 PM
197 | 2520-C | 2520 C ~ Salinity in Water- Density Method | APHA |  |  |  | 6/26/2019 4:12:43 PM
198 | 2520-D | 2520 D ~ Salinity in Water- Algorithm of Practical Salinity | APHA |  |  |  | 6/26/2019 4:12:43 PM
980 | 2521 | Methylcyclohexanone by GC/FID | NIOSH |  |  |  | 8/12/2006 11:50:00 PM
981 | 2522 | Nitrosamine by GC/TEA | NIOSH |  |  |  | 8/12/2006 11:50:00 PM
982 | 2523 | 1,3-Cyclopentadiene by GC/FID | NIOSH |  |  |  | 8/12/2006 11:50:00 PM
983 | 2524 | Dimethyl Sulfate by GC/ECD | NIOSH |  |  |  | 8/12/2006 11:50:00 PM
984 | 2526 | Nitroethane by GC/FID | NIOSH |  |  |  | 8/12/2006 11:50:00 PM
985 | 2527 | Nitromethane GC/ECD | NIOSH |  |  |  | 8/12/2006 11:50:00 PM
986 | 2528 | 2-Nitropropane GC/FID | NIOSH |  |  |  | 8/12/2006 11:50:00 PM
987 | 2529 | Furfural Gas Chromatography/FID | NIOSH |  |  |  | 8/12/2006 11:50:00 PM
1842 | 253.1 | Palladium by FLAA | USEPA | 253.1 ~ EPA-NERL . Palladium by Flame AA |  | https://www.nemi.gov/methods/method_summary/5334/ | 9/7/2023 5:37:19 PM
1843 | 253.2 | Palladium by GFAA | USEPA | 253.2 ~ EPA-NERL . Palladium by Graphite Furnace AA |  | https://www.nemi.gov/methods/method_summary/5302/ | 9/7/2023 5:37:19 PM
988 | 2530 | Diphenyl by GC/FID | NIOSH |  |  |  | 8/12/2006 11:50:00 PM
199 | 2530-B | 2530 B ~ Particulate Floatables in Water | APHA |  |  |  | 6/26/2019 4:12:43 PM
200 | 2530-C | 2530 C ~ Floatable Oil and Grease in Water | APHA |  |  |  | 6/26/2019 4:12:43 PM
989 | 2532 | Glutaraldehyde by HPLC/UV | NIOSH |  |  |  | 8/12/2006 11:50:00 PM
990 | 2533 | Tetraethyl Lead (as Pb) by GC/PID | NIOSH |  |  |  | 8/12/2006 11:50:00 PM
991 | 2534 | Tetramethyl Lead (as Pb) by GC/PID | NIOSH |  |  |  | 8/12/2006 11:50:00 PM
992 | 2535 | Toluene-2,4-Diisocyanate by HPLC/UV | NIOSH |  |  |  | 8/12/2006 11:50:00 PM
993 | 2536 | Valeraldehyde by GC/FID | NIOSH |  |  |  | 8/12/2006 11:50:00 PM
994 | 2537 | Methyl Methacrylate by GC/FID | NIOSH |  |  |  | 8/12/2006 11:50:00 PM
995 | 2538 | Acetaldehyde by GC | NIOSH |  |  |  | 8/12/2006 11:50:00 PM
996 | 2539 | Aldehydes, Screening | NIOSH |  |  |  | 8/12/2006 11:50:00 PM
997 | 2540 | Organics by HPLC/UV | NIOSH |  |  |  | 8/12/2006 11:50:00 PM
201 | 2540-B | 2540 B ~ Total Solids Dried 103-105C in Water | APHA | 2540 B ~ Standard Methods . Total Solids Dried at 103-105<sup>o</sup>C |  | https://www.nemi.gov/methods/method_summary/9816/ | 9/7/2023 5:37:17 PM
202 | 2540-C | 2540 C ~ Total Dissolved Solids in Water | APHA | 2540 C ~ Standard Methods . Total Dissolved Solids Dried at 180<sup>o</sup>C |  | https://www.nemi.gov/methods/method_summary/9818/ | 9/7/2023 5:37:17 PM
100365 | 2540-C | 2540 C ~ Total Dissolved Solids Dried at 180oC | APHA (1991) | Not current version URL: https://www.nemi.gov/methods/method_summary/9818/ |  |  | 6/26/2019 4:12:53 PM
100366 | 2540-C | 2540 C ~ Total Dissolved Solids Dried at 180oC | APHA (1997) | Not current version URL: https://www.nemi.gov/methods/method_summary/9818/ |  |  | 6/26/2019 4:12:53 PM
100367 | 2540-C | 2540 C ~ Total Dissolved Solids Dried at 180oC | APHA (2011) |  |  | https://www.nemi.gov/methods/method_summary/9818/ | 6/26/2019 4:12:54 PM
203 | 2540-D | 2540 D ~ Total Suspended Solids in Water | APHA | 2540 D ~ Standard Methods . Total Suspended Solids Dried at 103-105<sup>o</sup>C |  | https://www.nemi.gov/methods/method_summary/9819/ | 9/7/2023 5:37:17 PM
204 | 2540-E | 2540 E ~ Fixed and Volatile Solids in Water | APHA |  |  |  | 6/26/2019 4:12:43 PM
100368 | 2540-E | 2540 E ~ Fixed and Volatile Solids in Water | APHA (1997) | Not current version URL: |  |  | 6/26/2019 4:12:54 PM
205 | 2540-F | 2540 F ~ Settleable Solids in Water | APHA | 2540 F ~ Standard Methods . Settleable Solids |  | https://www.nemi.gov/methods/method_summary/9820/ | 9/7/2023 5:37:17 PM
206 | 2540-G | 2540 G ~ Total, Fixed and Volatile Solids | APHA |  |  |  | 6/26/2019 4:12:43 PM
100016 | 2540C | 2540C ~ Solids in Water (Total Dissolved Solids Dried at 180oC) | APHA_SM22ED | 2540 C, Url: https://www.standardmethods.org/store/ProductView.cfm?ProductID=63 |  |  | 6/26/2019 4:12:53 PM
998 | 2541 | Formaldehyde by GC/FID | NIOSH |  |  |  | 8/12/2006 11:50:00 PM
999 | 2542 | Methyl-, Ethyl- and n-Butyl Mercaptans | NIOSH |  |  |  | 8/12/2006 11:50:00 PM
1000 | 2543 | Hexachlorobutadiene by GC/ECD | NIOSH |  |  |  | 8/12/2006 11:50:00 PM
1001 | 2544 | Nicotine by GC/NPD | NIOSH |  |  |  | 8/12/2006 11:50:00 PM
1002 | 2545 | Allyl Glycidyl Ether by GC/FID | NIOSH |  |  |  | 8/12/2006 11:50:00 PM
1003 | 2546 | Cresol and Phenol by GC/FID | NIOSH |  |  |  | 8/12/2006 11:50:00 PM
1844 | 255.1 | Platinum by FLAA | USEPA | 255.1 ~ EPA-NERL . Platinum by Flame AA |  | https://www.nemi.gov/methods/method_summary/5335/ | 9/7/2023 5:37:19 PM
1845 | 255.2 | Platinum by GFAA | USEPA | 255.2 ~ EPA-NERL . Platinum by Graphite Furnace AA |  | https://www.nemi.gov/methods/method_summary/5303/ | 9/7/2023 5:37:19 PM
207 | 2550 | Temperature of Water by Thermometer | APHA |  |  |  | 8/12/2006 11:50:00 PM
4615 | 2550 B | 2550 B ~ Temperature of Water, Laboratory and Field Methods | APHA | 2550B / 2550 B ~ Standard Methods . Temperature of Water, Laboratory and Field Methods |  | https://www.nemi.gov/methods/method_summary/9829/ | 9/7/2023 5:37:19 PM
208 | 2560-B | 2560 B ~ Particle Counting by Electrical Sensing | APHA |  |  |  | 6/26/2019 4:12:43 PM
209 | 2560-C | 2560 C ~ Particle Counting by Light-Blockage | APHA |  |  |  | 6/26/2019 4:12:43 PM
210 | 2560-D | 2560 D ~ Particle Counting by Light-Scattering | APHA |  |  |  | 6/26/2019 4:12:43 PM
211 | 2570-B | 2570 B ~ Asbestos in Water by TEM | APHA |  |  |  | 6/26/2019 4:12:43 PM
1846 | 258.1 | Potassium by FLAA | USEPA | 258.1 ~ EPA-NERL . Potassium by Flame AA |  | https://www.nemi.gov/methods/method_summary/5336/ | 9/7/2023 5:37:19 PM
1847 | 258.1_M | 258.1 M ~ Potassium by FLAA | USEPA |  |  |  | 6/26/2019 4:12:48 PM
212 | 2580 | Oxidation-Reduction Potential of Water | APHA |  |  |  | 8/12/2006 11:50:00 PM
101229 | 2580B | OXIDATION REDUCTION POTENTIAL | APHA |  |  | https://www.epa.gov/sites/default/files/2017-01/documents/field_capabilities_guidance_january2017.pdf | 3/13/2026 10:55:34 PM
1848 | 25A | 25 A ~ Total Gaseous Organic Emissions | USEPA |  |  |  | 6/26/2019 4:12:48 PM
1849 | 25B | 25 B ~ Total Gaseous Organic Emissions | USEPA |  |  |  | 6/26/2019 4:12:48 PM
1850 | 25C | 25 C ~ Nonmethane Organics in Landfill Gases | USEPA |  |  |  | 6/26/2019 4:12:48 PM
1851 | 25D | 25 D ~ Volatile Organic Concentration in Waste | USEPA |  |  |  | 6/26/2019 4:12:48 PM
1852 | 25E | 25 E ~ Vapor Phase Organic Concentration in Waste | USEPA |  |  |  | 6/26/2019 4:12:48 PM
1853 | 26 | Hydrogen Chloride from Stationary Sources | USEPA |  |  |  | 8/12/2006 11:50:00 PM
1854 | 264.1 | Rhenium by FLAA | USEPA |  |  |  | 8/12/2006 11:50:00 PM
1855 | 264.2 | Rhenium by GFAA | USEPA |  |  |  | 8/12/2006 11:50:00 PM
1856 | 265.1 | Rhodium by FLAA | USEPA | 265.1 ~ EPA-NERL . Rhodium by Flame AA |  | https://www.nemi.gov/methods/method_summary/5337/ | 9/7/2023 5:37:19 PM
1857 | 265.2 | Rhodium by GFAA | USEPA | 265.2 ~ EPA-NERL . Rhodium by Graphite Furnace AA |  | https://www.nemi.gov/methods/method_summary/5304/ | 9/7/2023 5:37:19 PM
1858 | 267.1 | Ruthenium by FLAA | USEPA | 267.1 ~ EPA-NERL . Ruthenium by Flame AA |  | https://www.nemi.gov/methods/method_summary/5338/ | 9/7/2023 5:37:19 PM
1859 | 267.2 | Ruthenium by GFAA | USEPA | 267.2 ~ EPA-NERL . Ruthenium by Graphite Furnace AA |  | https://www.nemi.gov/methods/method_summary/5305/ | 9/7/2023 5:37:19 PM
1860 | 26A | 26 A ~ Hydrogen Halide/Halogen by Isokinetic | USEPA |  |  |  | 6/26/2019 4:12:48 PM
1861 | 270.2 | Selenium by GFAA | USEPA | 270.2 ~ EPA-NERL . Selenium by Graphite Furnace AA |  | https://www.nemi.gov/methods/method_summary/5306/ | 9/7/2023 5:37:19 PM
1862 | 270.2_M | 270.2 M ~ Selenium by GFAA | USEPA |  |  |  | 6/26/2019 4:12:48 PM
1863 | 270.3 | Selenium by FLAA | USEPA |  |  |  | 8/12/2006 11:50:00 PM
1864 | 272.1 | Silver by FLAA | USEPA | 272.1 ~ EPA-NERL . Silver by Flame AA |  | https://www.nemi.gov/methods/method_summary/5339/ | 9/7/2023 5:37:19 PM
1865 | 272.1_M | 272.1 M ~ Silver by FLAA | USEPA |  |  |  | 6/26/2019 4:12:48 PM
1866 | 272.2 | Silver by GFAA | USEPA | 272.2 ~ EPA-NERL . Silver by Graphite Furnace AA |  | https://www.nemi.gov/methods/method_summary/5307/ | 9/7/2023 5:37:19 PM
1867 | 272.2_M | 272.2 M ~ Silver by GFAA | USEPA |  |  |  | 6/26/2019 4:12:48 PM
1868 | 273.1 | Sodium by FLAA | USEPA | 273.1 ~ EPA-NERL . Sodium by Flame AA |  | https://www.nemi.gov/methods/method_summary/5340/ | 9/7/2023 5:37:19 PM
1869 | 273.1_M | 273.1 M ~ Sodium by FLAA | USEPA |  |  |  | 6/26/2019 4:12:48 PM
1870 | 273.2 | Sodium by GFAA | USEPA |  |  |  | 8/12/2006 11:50:00 PM
1871 | 279.1 | Thallium by FLAA | USEPA | 279.1 ~ EPA-NERL . Thallium by Flame AA |  | https://www.nemi.gov/methods/method_summary/5341/ | 9/7/2023 5:37:19 PM
1872 | 279.1_M | 279.1 M ~ Thallium by FLAA | USEPA |  |  |  | 6/26/2019 4:12:48 PM
1873 | 279.2 | Thallium by GFAA | USEPA | 279.2 ~ EPA-NERL . Thallium by GF-AA |  | https://www.nemi.gov/methods/method_summary/5308/ | 9/7/2023 5:37:19 PM
1874 | 279.2_M | 279.2 M ~ Thallium by GFAA | USEPA |  |  |  | 6/26/2019 4:12:48 PM
4704 | 28000-88 | 28000-88 ~ Arsenic Test Strip | HACH | 28000-88 ~ Hach Co. . Arsenic Test Strip |  | https://www.nemi.gov/methods/method_summary/4829/ | 9/7/2023 5:37:20 PM
213 | 2810 | Dissolved Gas Supersaturation | APHA |  |  |  | 8/12/2006 11:50:00 PM
1875 | 282.1 | Tin by FLAA | USEPA | 282.1 ~ EPA-NERL . Tin by Flame AA |  | https://www.nemi.gov/methods/method_summary/5342/ | 9/7/2023 5:37:19 PM
1876 | 282.2 | Tin by GFAA | USEPA | 282.2 ~ EPA-NERL . Tin by Graphite Furnace AA |  | https://www.nemi.gov/methods/method_summary/5309/ | 9/7/2023 5:37:19 PM
1877 | 283.1 | Titanium by FLAA | USEPA | 283.1 ~ EPA-NERL . Titanium by Flame AA |  | https://www.nemi.gov/methods/method_summary/5343/ | 9/7/2023 5:37:19 PM
1878 | 283.2 | Titanium by GFAA | USEPA | 283.2 ~ EPA-NERL . Titanium by Graphite Furnace AA |  | https://www.nemi.gov/methods/method_summary/5310/ | 9/7/2023 5:37:19 PM
1879 | 286.1 | Vanadium by FLAA | USEPA | 286.1 ~ EPA-NERL . Vanadium by Flame AA |  | https://www.nemi.gov/methods/method_summary/5291/ | 9/7/2023 5:37:19 PM
1880 | 286.1_M | 286.1 M ~ Vanadium by FLAA | USEPA |  |  |  | 6/26/2019 4:12:48 PM
1881 | 286.2 | Vanadium by GFAA | USEPA | 286.2 ~ EPA-NERL . Vanadium by Graphite Furnace AA |  | https://www.nemi.gov/methods/method_summary/5311/ | 9/7/2023 5:37:19 PM
1882 | 286.2_M | 286.2 M ~ Vanadium by GFAA | USEPA |  |  |  | 6/26/2019 4:12:48 PM
1883 | 289.1 | Zinc by FLAA | USEPA | 289.1 ~ EPA-NERL . Zinc by Flame AA |  | https://www.nemi.gov/methods/method_summary/5292/ | 9/7/2023 5:37:19 PM
1884 | 289.1_M | 289.1 M ~ Zinc by FLAA | USEPA |  |  |  | 6/26/2019 4:12:48 PM
1885 | 289.2 | Zinc by GFAA | USEPA | 289.2 ~ EPA-NERL . Zinc by Graphite Furnace AA |  | https://www.nemi.gov/methods/method_summary/5312/ | 9/7/2023 5:37:19 PM
1886 | 289.2_M | 289.2 M ~ Zinc by GFAA | USEPA |  |  |  | 6/26/2019 4:12:48 PM
1887 | 29 | Metals Emissions from Stationary Sources | USEPA |  |  |  | 8/12/2006 11:50:00 PM
3220 | 29-3.5.2 | 29-3.5.2 ~ Organic matter in soil | ASA(2ND ED.) |  |  |  | 6/26/2019 4:12:51 PM
100492 | 29-B | 29-B | PACE LABS | https://www.pacelabs.com/assets/documents/Environmental/capabilities-2015.pdf |  |  | 6/26/2019 4:12:42 PM
1888 | 3 | Gross Alpha and Beta Activity in Water | USEPA |  |  |  | 8/12/2006 11:50:00 PM
214 | 3.2-B | 3.2 B ~ Coliforms in Seawater and Shellfish | APHA |  |  |  | 6/26/2019 4:12:43 PM
215 | 3.2-C | 3.2 C ~ Coliforms in Seawater and Shellfish | APHA |  |  |  | 6/26/2019 4:12:43 PM
216 | 3.2-D | 3.2 D ~ Coliforms in Shellfish | APHA |  |  |  | 6/26/2019 4:12:43 PM
217 | 3.3-B | 3.3 B ~ Coliforms - Cytochrome Oxidase | APHA |  |  |  | 6/26/2019 4:12:43 PM
218 | 3.3-C | 3.3 C ~ Coliforms - IMViC | APHA |  |  |  | 6/26/2019 4:12:43 PM
219 | 3.4 | Coliforms- Membrane Filter | APHA |  |  |  | 8/12/2006 11:50:00 PM
220 | 3.5 | Coliforms- Plate Count | APHA |  |  |  | 8/12/2006 11:50:00 PM
1889 | 300(A) | 300 A ~ Inorganic Anions by Ion Chromatography | USEPA |  |  |  | 6/26/2019 4:12:48 PM
1890 | 300(B) | 300 B ~ Inorganic Anions by Ion Chromatography | USEPA |  |  |  | 6/26/2019 4:12:48 PM
4984 | 300***retired***use 300..0 | DO NOT USE***Inorganic Anions by Ion Chromatography; duplicate of 300.0 ~ EPA | USEPA | DO NOT USE ~ 300 ~ EPA-NERL . Inorganic Anions by Ion Chromatography | duplicate records | https://www.nemi.gov/methods/method_summary/4680/ | 11/18/2024 5:21:34 PM
100379 | 300.0 | 300.0 ~ EPA; Inorganic Anions by Ion Chromatography | USEPA Rev 2.1 |  |  | https://www.nemi.gov/methods/method_summary/4680/ | 4/29/2022 6:25:58 AM
3049 | 300.0 | 300.0 ~ EPA; Determination of Inorganic Anions by Ion Chromatography | USEPA | 300 ~ EPA-NERL . Inorganic Anions by Ion Chromatography |  | https://www.nemi.gov/methods/method_summary/4680/ | 9/7/2023 5:37:19 PM
3050 | 300.1 | Determination of Inorganic Anions in Drinking Water by Ion Chromatography | USEPA | 300.1 ~ EPA-OGWDW/TSC . Anions in Water by IC |  | https://www.nemi.gov/methods/method_summary/4674/ | 9/7/2023 5:37:19 PM
878 | 300.6 | Cl, PO4, NO3 and SO4 - IONCHR | IL/SWSD |  |  |  | 8/12/2006 11:50:00 PM
879 | 300.7 | Na, NH4, Mg, K and Ca - IONCHR | IL/SWSD |  |  |  | 8/12/2006 11:50:00 PM
1891 | 300_M | 300 M ~ Determination of Anions by IC | USEPA |  |  |  | 6/26/2019 4:12:48 PM
101336 | 3005A | ACID DIGESTION OF WATERS FOR TOTAL RECOVERABLE | USEPA |  |  | https://www.epa.gov/sites/default/files/2015-12/documents/3005a.pdf | 3/13/2026 10:55:34 PM
101337 | 3010A | ACID DIGESTION OF AQUEOUS SAMPLES AND EXTRACTS | USEPA |  |  | https://www.epa.gov/sites/default/files/2015-12/documents/3010a.pdf | 3/13/2026 10:55:34 PM
101338 | 3015A | MICROWAVE ASSISTED ACID DIGESTION OF AQUEOUS SAMPLES AND EXTRACTS | USEPA |  |  | https://www.epa.gov/sites/default/files/2015-12/documents/3015a.pdf | 3/13/2026 10:55:34 PM
4985 | 302***retired***use 302..0 | DO NOT USE***Bromate in Drinking Water Using 2-D IC With Suppressed Conductivity Detection | USEPA | DO NOT USE ~ 302 ~ EPA-OGWDW/TSC . Bromate in Drinking Water Using 2-D IC With Suppressed Conductivity Detection | duplicate records | https://www.nemi.gov/methods/method_summary/10620/ | 11/18/2024 5:21:34 PM
100873 | 302.0 | Bromate in Drinking Water Using 2-D IC With Suppressed Conductivity Detection | USEPA |  |  |  | 10/20/2021 8:42:13 AM
101353 | 3020A | ACID DIGESTION OF AQUEOUS SAMPLES AND EXTRACTS FOR TOTAL METALS FOR ANALYSIS BY GFAA SPECTROSCOPY | USEPA |  |  | https://www.epa.gov/sites/default/files/2015-12/documents/3020a.pdf | 3/13/2026 10:55:34 PM
4619 | 3030 E | 3030 E ~ Nitric Acid Digestion of Metals | APHA | 3030E / 3030 E ~ Standard Methods . Nitric Acid Digestion of Metals |  | https://www.nemi.gov/methods/method_summary/4691/ | 9/7/2023 5:37:19 PM
4620 | 3030 F | 3030 F ~ Nitric and Hydrochloric Acid Digestion | APHA | 3030F / 3030 F ~ Standard Methods . Nitric and Hydrochloric Acid Digestion |  | https://www.nemi.gov/methods/method_summary/4692/ | 9/7/2023 5:37:19 PM
4621 | 3030 G | 3030 G ~ Nitric and Sulfuric Acid Digestion | APHA | 3030G / 3030 G ~ Standard Methods . Nitric and Sulfuric Acid Digestion |  | https://www.nemi.gov/methods/method_summary/4693/ | 9/7/2023 5:37:19 PM
4622 | 3030 H | 3030 H ~ Nitric and Perchloric Acid Digestion | APHA | 3030H / 3030 H ~ Standard Methods . Nitric and Perchloric Acid Digestion |  | https://www.nemi.gov/methods/method_summary/4694/ | 9/7/2023 5:37:19 PM
4623 | 3030 I | 3030 I ~ Nitric, Perchloric and Hydrofluoric Acid | APHA | 3030I / 3030 I ~ Standard Methods . Nitric, Perchloric and Hydrofluoric Acid |  | https://www.nemi.gov/methods/method_summary/4695/ | 9/7/2023 5:37:19 PM
4624 | 3030 J | 3030 J ~ Dry Ashing of Metals Samples | APHA | 3030J / 3030 J ~ Standard Methods . Dry Ashing of Metals Samples |  | https://www.nemi.gov/methods/method_summary/4696/ | 9/7/2023 5:37:19 PM
4625 | 3030 K | 3030 K ~ Microwave Assisted Digestion of Metals | APHA | 3030K / 3030 K ~ Standard Methods . Microwave Assisted Digestion of Metals |  | https://www.nemi.gov/methods/method_summary/4697/ | 9/7/2023 5:37:19 PM
4616 | 3030B | 3030 B ~ Preliminary Filtration of Metals Samples | APHA | 3030B ~ Standard Methods . Preliminary Filtration of Metals Samples |  | https://www.nemi.gov/methods/method_summary/4681/ | 9/7/2023 5:37:19 PM
4617 | 3030C | 3030 C ~ Treatment for Acid-Extractable Metals | APHA | 3030C ~ Standard Methods . Treatment for Acid-Extractable Metals |  | https://www.nemi.gov/methods/method_summary/4682/ | 9/7/2023 5:37:19 PM
4618 | 3030D | 3030 D ~ Preliminary Digestion for Metals | APHA | 3030D ~ Standard Methods . Preliminary Digestion for Metals |  | https://www.nemi.gov/methods/method_summary/4683/ | 9/7/2023 5:37:19 PM
1892 | 3040 | Metals in Oils, Greases and Wax | USEPA |  |  |  | 8/12/2006 11:50:00 PM
1893 | 304A | 304 A ~ Biodegredation Rates (Vent Option) | USEPA |  |  |  | 6/26/2019 4:12:48 PM
1894 | 304B | 304 B ~ Biodegredation Rates (Scrubber Option) | USEPA |  |  |  | 6/26/2019 4:12:48 PM
1895 | 305 | Emissions of Volatiles in Waste | USEPA |  |  |  | 8/12/2006 11:50:00 PM
1896 | 305.1 | Acidity by Titration with a pH Meter | USEPA | 305.1 ~ EPA-NERL . Acidity by Titration |  | https://www.nemi.gov/methods/method_summary/5229/ | 9/7/2023 5:37:19 PM
1897 | 305.2 | Acidity by Titration Using a pH Meter | USEPA |  |  |  | 8/12/2006 11:50:00 PM
10001 | 3050B | 3050 B ~ Acid Digestion of Sediments, Sludges, and Soils | USEPA |  |  |  | 6/26/2019 4:12:53 PM
101354 | 3051A | MICROWAVE ASSISTED ACID DIGESTION OF SEDIMENTS, SLUDGES, SOILS, AND OILS | USEPA |  |  | https://www.epa.gov/sites/default/files/2015-12/documents/3051a.pdf | 3/13/2026 10:55:34 PM
1898 | 306 | Chromium Emissions from Electroplating | USEPA |  |  |  | 8/12/2006 11:50:00 PM
101355 | 3060A | ALKALINE DIGESTION FOR HEXAVALENT CHROMIUM | USEPA |  |  | https://www.epa.gov/sites/default/files/2015-12/documents/3060a.pdf | 3/13/2026 10:55:34 PM
1899 | 306A | 306 A ~ Chromium Emissions from Electroplating | USEPA |  |  |  | 6/26/2019 4:12:48 PM
100066 | 307 | Pesticide Scan by LC/MS/MS | NCL |  |  |  | 6/1/2016 7:25:02 AM
100504 | 31-107-04-3-A | 31-107-04-3 A ~ LACHAT; Total Nitrogen (brackish/sea water) | LACHAT |  |  |  | 4/21/2025 8:30:33 AM
100123 | 31-107-04-4-A | 31-107-04-4 A ~ LACHAT; Lachat UV Nitrate/Nitrite Conversion Methods for FIA | LACHAT | http://www.lachatinstruments.com/applications/UV-Nitrate-Nitrite-Conversion-Methods.asp |  |  | 4/21/2025 8:30:33 AM
1900 | 310.1 | Alkalinity by Titration | USEPA | 310.1 ~ EPA-NERL . Alkalinity by Titration |  | https://www.nemi.gov/methods/method_summary/5230/ | 9/7/2023 5:37:19 PM
1901 | 310.1_M | 310.1 M ~ Alkalinity in Water by Titration | USEPA |  |  |  | 6/26/2019 4:12:48 PM
1902 | 310.2 | 310.2 ~ EPA; Alkalinity by Colorimetric Analysis | USEPA | 310.2 ~ EPA-NERL . Alkalinity by Autoanalyzer |  | https://www.nemi.gov/methods/method_summary/5231/ | 9/7/2023 5:37:19 PM
100160 | 310.2 | 310.2 ~ EPA; Alkalinity (Colorimetric, Automated, Methyl Orange) by Autoanalyzer | USEPA Rev (1974) | https://www.epa.gov/sites/production/files/2015-08/documents/method_310-2_1974.pdf |  |  | 4/29/2022 6:25:58 AM
100617 | 3111 C***retired*** | DO NOT USE***3111 C ~ Metals in Water by FLAA- Extraction/Air-Acetylene Flame | APHA | DO NOT USE ~ | duplicate records |  | 11/18/2024 5:21:34 PM
100618 | 3111 D***retired*** | DO NOT USE***3111 D ~ Metals in Water by FLAA- Direct Nitrous Oxide-Acetylene Flame | APHA | DO NOT USE ~ | duplicate records |  | 11/18/2024 5:21:34 PM
221 | 3111-B | 3111 B ~ Metals in Water by FLAA- Direct Air-Acetylene Flame | APHA | 3111B ~ Standard Methods . Metals in water by FLAA |  | https://www.nemi.gov/methods/method_summary/5703/ | 9/7/2023 5:37:17 PM
222 | 3111-C | 3111 C ~ Metals in Water by FLAA- Extraction/Air-Acetylene Flame | APHA | 3111 C ~ Standard Methods . Metals by Flame Atomic Absorption Spectrometry, Extraction/Air-Acetylene Flame Method |  | https://www.nemi.gov/methods/method_summary/9711/ | 9/7/2023 5:37:17 PM
223 | 3111-D | 3111 D ~ Metals in Water by FLAA- Direct Nitrous Oxide-Acetylene Flame | APHA | 3111 D ~ Standard Methods . Metals in water by FLAA |  | https://www.nemi.gov/methods/method_summary/9695/ | 9/7/2023 5:37:17 PM
224 | 3111-E | 3111 E ~ Metals in Water by FLAA- Extraction/Nitrous Oxide-Acetylene Flame Method | APHA |  |  |  | 6/26/2019 4:12:43 PM
100619 | 3111B***retired*** | DO NOT USE***3111 B ~ Metals in Water by FLAA- Direct Air-Acetylene Flame | APHA | DO NOT USE ~ | duplicate records |  | 11/18/2024 5:21:34 PM
100620 | 3112 B***retired*** 3112-B | DO NOT USE***3112 B ~ Mercury Metals in Water by CV-AAS | APHA | DO NOT USE ~ | duplicate records |  | 11/18/2024 5:21:34 PM
225 | 3112-B | 3112 B ~ Mercury in Water by CVAA | APHA | 3112 B ~ Standard Methods . Metals in Water by CV-AAS |  | https://www.nemi.gov/methods/method_summary/9737/ | 9/7/2023 5:37:17 PM
100621 | 3113 B***retired*** 3113-B | DO NOT USE***3113 B ~ Metals in Water by GFAA | APHA | DO NOT USE ~ | duplicate records |  | 11/18/2024 5:21:34 PM
226 | 3113-B | 3113 B ~ Metals in Water by GFAA | APHA | 3113 B ~ Standard Methods . Metals in Water by GFAA |  | https://www.nemi.gov/methods/method_summary/4698/ | 9/7/2023 5:37:17 PM
100622 | 3114 B***retired*** 3114-B | DO NOT USE***3114 B ~ Arsenic and Selenium by Hydride Generation/Atomic Absorption Spectrometry | APHA | DO NOT USE ~ | duplicate records |  | 11/18/2024 5:21:34 PM
227 | 3114-B | 3114 B ~ Metals in Water by Manual HYDAA | APHA | 3114 B ~ Standard Methods . Arsenic and Selenium by Hydride Generation/AAS |  | https://www.nemi.gov/methods/method_summary/9703/ | 9/7/2023 5:37:17 PM
228 | 3114-C | 3114 C ~ Metals in Water by Continuous HYDAA | APHA |  |  |  | 6/26/2019 4:12:43 PM
229 | 3120 | Metals in Water by ICP | APHA |  |  |  | 8/12/2006 11:50:00 PM
100623 | 3120 B (dissolved) | Metals (dissolved) in Water by ICP, Metals in Water by Plasma Emission Spectroscopy | APHA |  |  |  | 10/4/2021 6:14:03 PM
4626 | 3120 B (TOTAL) | 3120 B TOTAL ~ Metals (total recoverable) in Water by ICP | APHA | 3120B / 3120 B (total) ~ Standard Methods . Metals (total recoverable) in Water by ICP |  | https://www.nemi.gov/methods/method_summary/4699/ | 9/7/2023 5:37:19 PM
4627 | 3125 | Metals in Water by ICP/MS | APHA | 3125 ~ Standard Methods . Metals in Water by ICP/MS |  | https://www.nemi.gov/methods/method_summary/4796/ | 9/7/2023 5:37:19 PM
230 | 3130 | Metals by Anodic Stripping Voltammetry | APHA |  |  |  | 8/12/2006 11:50:00 PM
4986 | 3135.2I | 3135.2I ~ Cyanide in Water and Soil by Colorimetry | USEPA | 3135.2I ~ EPA Region 7 ENSV . Cyanide in Water and Soil by Colorimetry |  | https://www.nemi.gov/methods/method_summary/10302/ | 9/7/2023 5:37:21 PM
1903 | 314 | Perchlorate in Drinking Water using Ion Chromatography | USEPA | 314 ~ EPA-OGWDW/TSC . Perchlorate in Drinking Water by Ion Chromatography |  | https://www.nemi.gov/methods/method_summary/7399/ | 9/7/2023 5:37:19 PM
100010 | 314-B | 314 B ~ Hardness (total) | APHA_SM19ED | Standard Methods (19th ed.) 314B (colorimetric, EDTA titration, manual) mg/L |  |  | 6/26/2019 4:12:53 PM
100879 | 314.0 | Perchlorate in Drinking Water by Ion Chromatography | USEPA |  |  |  | 10/20/2021 8:42:13 AM
4987 | 314.1 | Perchlorate in water using inline column IC | USEPA | 314.1 ~ EPA-OGWDW/TSC . Perchlorate in water using inline column IC |  | https://www.nemi.gov/methods/method_summary/9800/ | 9/7/2023 5:37:21 PM
4988 | 317 | Oxyhalide DPBs and Bromide by IC | USEPA | 317 ~ EPA-OGWDW/TSC . Oxyhalide DPBs and Bromide by IC |  | https://www.nemi.gov/methods/method_summary/4675/ | 9/7/2023 5:37:21 PM
100880 | 317.0 | Oxyhalide DPBs and Bromide by IC | USEPA |  |  |  | 10/20/2021 8:42:13 AM
4989 | 317.0REV2.0 | Inorganic Oxyhalide DBPs in Drinking Water By Ion Chromatography With Conductivity Detection and Trace Bromate Using Pos | USEPA | 317.0rev2.0 ~ EPA-OGWDW/TSC . Inorganic Oxyhalide DBPs in Drinking Water By Ion Chromatography With Conductivity Detection and Trace Bromate Using Post Column Reagent Colorimetry |  | https://www.nemi.gov/methods/method_summary/7227/ | 9/7/2023 5:37:21 PM
1904 | 320.1 | Bromide by Titration with Iodine | USEPA | 320.1 ~ EPA-NERL . Bromide by Titration |  | https://www.nemi.gov/methods/method_summary/5232/ | 9/7/2023 5:37:19 PM
4990 | 321.8 | Bromate by IC/ICP-MS | USEPA | 321.8 ~ EPA-NERL . Bromate by IC/ICP-MS |  | https://www.nemi.gov/methods/method_summary/4838/ | 9/7/2023 5:37:21 PM
1905 | 325.1 | Chloride by Colorimetric Analysis I | USEPA | 325.1 ~ EPA-NERL . Chloride by Automated Colorimetry |  | https://www.nemi.gov/methods/method_summary/5771/ | 9/7/2023 5:37:19 PM
1906 | 325.2 | Chloride by Colorimetric Analysis II | USEPA | 325.2 ~ EPA-NERL . Chloride by Automated Colorimetry |  | https://www.nemi.gov/methods/method_summary/5765/ | 9/7/2023 5:37:19 PM
1907 | 325.3 | Chloride by Mercuric Nitrate Titration | USEPA | 325.3 ~ EPA-NERL . Chloride by Titrimetry |  | https://www.nemi.gov/methods/method_summary/5772/ | 9/7/2023 5:37:19 PM
880 | 325.6 | Chloride in Wet Deposition | IL/SWSD |  |  |  | 8/12/2006 11:50:00 PM
1908 | 325_M(A) | 325 M A ~ Chloride in Water by Colorimetry | USEPA |  |  |  | 6/26/2019 4:12:48 PM
1909 | 325_M(B) | 325 M B ~ Chloride in Water by Titration | USEPA |  |  |  | 6/26/2019 4:12:48 PM
4991 | 326 | Inorganic Oxyhalide Disinfection By-products in Drinking Water by Ion Chromatography with Postcolumn Reagent for Trace B | USEPA | 326 ~ EPA-OGWDW/TSC . Inorganic Oxyhalide Disinfection By-products in Drinking Water by Ion Chromatography with Postcolumn Reagent for Trace Bromate Analysis |  | https://www.nemi.gov/methods/method_summary/7230/ | 9/7/2023 5:37:21 PM
100881 | 326.0 | Inorganic Oxyhalide Disinfection By-products in Drinking Water by Ion Chromatography with Postcolumn Reagent for Trace Bromate Analysis | USEPA |  |  |  | 10/20/2021 8:42:13 AM
4992 | 327.0 REV1.1 | 327.0 REV1.1 ~ Chlorine Dioxide and Chlorite in Drinking Water by Visible Spectrophotometry | USEPA | 327.0 rev1.1 ~ EPA-OGWDW/TSC . Chlorine Dioxide and Chlorite in Drinking Water by Visible Spectrophotometry |  | https://www.nemi.gov/methods/method_summary/9644/ | 9/7/2023 5:37:21 PM
1910 | 330.1 | Total Residual Chlorine by Titration | USEPA | 330.1 ~ EPA-NERL . Total Residual Chlorine by Titration |  | https://www.nemi.gov/methods/method_summary/5233/ | 9/7/2023 5:37:19 PM
1911 | 330.2 | Total Residual Chlorine by Titration | USEPA | 330.2 ~ EPA-NERL . Total Residual Chlorine by Titration |  | https://www.nemi.gov/methods/method_summary/5234/ | 9/7/2023 5:37:19 PM
1912 | 330.3 | Total Residual Chlorine by Titration | USEPA | 330.3 ~ EPA-NERL . Total Residual Chlorine by Titration |  | https://www.nemi.gov/methods/method_summary/5235/ | 9/7/2023 5:37:19 PM
1913 | 330.4 | Total Residual Chlorine by Titration | USEPA | 330.4 ~ EPA-NERL . Total Residual Chlorine by Titration |  | https://www.nemi.gov/methods/method_summary/5236/ | 9/7/2023 5:37:19 PM
1914 | 330.5 | Chlorine by Spectrophotometry with DPD | USEPA | 330.5 ~ EPA-NERL . Total Residual Chlorine by Spectrophotometer |  | https://www.nemi.gov/methods/method_summary/5237/ | 9/7/2023 5:37:19 PM
4993 | 331***retired***use 331..0 | DO NOT USE***Perchlorate in water by LC/EMI/MS | USEPA | DO NOT USE ~ 331 ~ EPA-TSC/NERL . Perchlorate in water by LC/EMI/MS | duplicate records | https://www.nemi.gov/methods/method_summary/9796/ | 11/18/2024 5:21:34 PM
100882 | 331.0 | Perchlorate in water by LC/EMI/MS | USEPA |  | duplicate |  | 4/12/2022 7:39:35 AM
4994 | 332***retired***use 332..0 | DO NOT USE***Perchlorate in drinking water by IC-ESI/MS | USEPA | DO NOT USE ~ 332 ~ EPA-NERL . Perchlorate in drinking water by IC-ESI/MS | duplicate records | https://www.nemi.gov/methods/method_summary/9791/ | 11/18/2024 5:21:34 PM
100883 | 332.0 | Perchlorate in drinking water by IC-ESI/MS | USEPA |  | duplicate |  | 4/5/2022 2:59:47 PM
4995 | 334 | Residual Chlorine in Drinking Water Using an On-Line Chlorine Analyzer | USEPA | 334 ~ EPA-OGWDW/TSC . Residual Chlorine in Drinking Water Using an On-Line Chlorine Analyzer |  | https://www.nemi.gov/methods/method_summary/10617/ | 9/7/2023 5:37:21 PM
1915 | 335.1 | Cyanides Amenable to Chlorination | USEPA | 335.1 ~ EPA-NERL . Cyanides, amenable to chlorination |  | https://www.nemi.gov/methods/method_summary/4869/ | 9/7/2023 5:37:19 PM
1916 | 335.2 | Total Cyanide in Water | USEPA | 335.2 ~ EPA-NERL . Cyanide, total, in Water |  | https://www.nemi.gov/methods/method_summary/4700/ | 9/7/2023 5:37:19 PM
1917 | 335.2(MIDI) | 335.2 MIDI ~ Cyanide Analysis by MIDI Distillation | USEPA |  |  |  | 6/26/2019 4:12:48 PM
1918 | 335.2_M(S) | 335.2 M S ~ Total Cyanide in Soils and Sediments | USEPA | in Sediment |  |  | 6/26/2019 4:12:48 PM
1919 | 335.2_MA(W) | 335.2 MA W ~ Total Cyanide in Water by Colorimetry | USEPA | in Water |  |  | 6/26/2019 4:12:48 PM
1920 | 335.2_MB(W) | 335.2 MB W ~ Total Cyanide in Water by Colorimetry | USEPA | in Water |  |  | 6/26/2019 4:12:48 PM
1921 | 335.2_MC(W) | 335.2 MC W ~ Total Cyanide in Water by Colorimetry | USEPA | in Water |  |  | 6/26/2019 4:12:48 PM
1922 | 335.3 | Total Cyanide by Colorimetric Analysis | USEPA | 335.3 ~ EPA-NERL . Cyanide by Automated Colorimetry |  | https://www.nemi.gov/methods/method_summary/5404/ | 9/7/2023 5:37:19 PM
1923 | 335.4 | Cyanide by Semi-Automated Colorimetry | USEPA | 335.4 ~ EPA-NERL . Cyanide, total, by Colorimetry |  | https://www.nemi.gov/methods/method_summary/5759/ | 9/7/2023 5:37:19 PM
1924 | 335.63 | Cyanide in Waste by Colorimetry | USEPA |  |  |  | 8/12/2006 11:50:00 PM
1925 | 340.1 | Total Fluoride by Colorimetric Analysis | USEPA | 340.1 ~ EPA-NERL . Fluoride by Colorimetry |  | https://www.nemi.gov/methods/method_summary/5773/ | 9/7/2023 5:37:19 PM
1926 | 340.2 | Fluoride in Water Using an ISE | USEPA | 340.2 ~ EPA-NERL . Fluoride by ISE |  | https://www.nemi.gov/methods/method_summary/5774/ | 9/7/2023 5:37:19 PM
1928 | 340.3 | Fluoride in Water by Colorimetry | USEPA | 340.3 ~ EPA-NERL . Fluoride by Colorimetry |  | https://www.nemi.gov/methods/method_summary/5775/ | 9/7/2023 5:37:19 PM
881 | 340.6 | Fluoride in Wet Deposition | IL/SWSD |  |  |  | 8/12/2006 11:50:00 PM
1929 | 345.1 | Iodide in Water by Titration | USEPA |  |  |  | 8/12/2006 11:50:00 PM
4996 | 349***retired***use 349..0 | DO NOT USE***Ammonia in Estuarine and Coastal Waters by Colorimetry | USEPA | DO NOT USE ~ 349 ~ EPA-NERL . Ammonia in Estuarine and Coastal Waters by Colorimetry | duplicate records | https://www.nemi.gov/methods/method_summary/4671/ | 11/18/2024 5:21:34 PM
100876 | 349.0 | Ammonia in Estuarine and Coastal Waters by Colorimetry | USEPA |  |  |  | 10/20/2021 8:42:13 AM
4755 | 35-00 (QUANTITATIVE) | 35-00 QUANTITATIVE ~ Benthic Macroinvertebrate Sample Processing: Quantitative Fixed-Count Method | USDOI/USGS | B-9135-00 (Quantitative) ~ USGS-NWQL . Benthic Macroinvertebrate Sample Processing: Quantitative Fixed-Count Method |  | https://www.nemi.gov/methods/method_summary/9346/ | 9/7/2023 5:37:20 PM
4757 | 35-00 (TAXONOMIC ID) | 35-00 TAXONOMIC ID ~ Benthic Macroinvertebrate Sample Processing: Taxonomic Identification | USDOI/USGS | B-9135-00 (Taxonomic ID) ~ USGS-NWQL . Benthic Macroinvertebrate Sample Processing: Taxonomic Identification |  | https://www.nemi.gov/methods/method_summary/9351/ | 9/7/2023 5:37:20 PM
100369 | 350.1 | 350.1 ~ EPA; Ammonia by Automated Colorimetry | USEPA Rev 2.0 |  | duplicate records | https://www.nemi.gov/methods/method_summary/5405/ | 4/29/2022 6:25:58 AM
1930 | 350.1 | 350.1 ~ EPA; Ammonia Nitrogen by Colorimetry | USEPA | 350.1 ~ EPA-NERL . Ammonia by Automated Colorimetry |  | https://www.nemi.gov/methods/method_summary/5405/ | 9/7/2023 5:37:19 PM
100877 | 350.2 (Nesslerization)**ret 350.2 N | DO NOT USE***350.2 ~ Ammonia by Colorimetry (Nesslerization) | USEPA | DO NOT USE ~ | duplicate records |  | 11/18/2024 5:21:35 PM
4998 | 350.2 (TITRATION) | 350.2 TITRATION ~ Ammonia by Titrimetry | USEPA | 350.2 (Titration) ~ EPA-NERL . Ammonia by Titrimetry |  | https://www.nemi.gov/methods/method_summary/5399/ | 9/7/2023 5:37:21 PM
4997 | 350.2 NESSLERIZATION | 350.2 NESSLERIZATION ~ Ammonia by Colorimetry (Nesslerization) | USEPA | 350.2 (Nesslerization) ~ EPA-NERL . Ammonia by Colorimetry (Nesslerization) |  | https://www.nemi.gov/methods/method_summary/5398/ | 9/7/2023 5:37:21 PM
1931 | 350.2(A) | 350.2 A ~ Ammonia Nitrogen Using an ISE | USEPA |  |  |  | 6/26/2019 4:12:48 PM
1932 | 350.2(B) | 350.2 B ~ Ammonia Nitrogen by Colorimetry | USEPA |  |  |  | 6/26/2019 4:12:48 PM
1933 | 350.2(C) | 350.2 C ~ Ammonia Nitrogen by Titration | USEPA |  |  |  | 6/26/2019 4:12:48 PM
1934 | 350.3 | Ammonia Nitrogen Using an ISE | USEPA | 350.3 ~ EPA-NERL . Ammonia by Potentiometry |  | https://www.nemi.gov/methods/method_summary/4871/ | 9/7/2023 5:37:19 PM
1935 | 350_M(A) | 350 M A ~ Ammonia Nitrogen in Water by Colorimetry | USEPA |  |  |  | 6/26/2019 4:12:48 PM
1936 | 350_M(B) | 350 M B ~ Ammonia Nitrogen in Water by Titration | USEPA |  |  |  | 6/26/2019 4:12:48 PM
1937 | 350_M(C) | 350 M C ~ Ammonia Nitrogen in Water | USEPA |  |  |  | 6/26/2019 4:12:48 PM
1004 | 3500 | Formaldehyde by Visible Absorption Spec. | NIOSH |  |  |  | 8/12/2006 11:50:00 PM
101416 | 3500 | Standard Methods for Metals Introduction | APHA | General introductory guidelines, sample pretreatment, and baseline digestion protocols for metals. |  |  | 7/12/2026 11:46:50 PM
231 | 3500-AG(B) | 3500 AG B ~ Silver in Water by FLAA or GFAA | APHA |  |  |  | 6/26/2019 4:12:43 PM
232 | 3500-AG(C) | 3500 AG C ~ Silver in Water by ICP | APHA |  |  |  | 6/26/2019 4:12:43 PM
233 | 3500-AG(D) | 3500 AG D ~ Silver in Water by Spectrophotometry | APHA |  |  |  | 6/26/2019 4:12:43 PM
100624 | 3500-Al B***retired*** 3500-AL(B) | DO NOT USE***3500 AL B ~ Aluminum by Eriochrome Cyanine R Method | APHA | DO NOT USE ~ | duplicate records |  | 11/18/2024 5:21:34 PM
234 | 3500-AL(B) | 3500 AL B ~ Aluminum in Water by FLAA or GFAA | APHA | 3500-Al B ~ Standard Methods . Aluminum by Eriochrome Cyanine R Method |  | https://www.nemi.gov/methods/method_summary/7398/ | 9/7/2023 5:37:17 PM
235 | 3500-AL(C) | 3500 AL C ~ Aluminum in Water by ICP | APHA |  |  |  | 6/26/2019 4:12:43 PM
236 | 3500-AL(D) | 3500 AL D ~ Aluminum in Water by Colorimetry | APHA |  |  |  | 6/26/2019 4:12:43 PM
237 | 3500-AL(E) | 3500 AL E ~ Aluminum in Water with an AutoAnalyzer | APHA |  |  |  | 6/26/2019 4:12:43 PM
100625 | 3500-As B***retired*** 3500-AS(B) | DO NOT USE***3500 AS B ~ Arsenic by Silver Diethyldithiocarbamate | APHA | DO NOT USE ~ | duplicate records |  | 11/18/2024 5:21:34 PM
238 | 3500-AS(B) | 3500 AS B ~ Arsenic in Water by GFAA or HYDAA | APHA | 3500-As B ~ Standard Methods . Arsenic by Silver Diethyldithiocarbamate |  | https://www.nemi.gov/methods/method_summary/7433/ | 9/7/2023 5:37:17 PM
239 | 3500-AS(C) | 3500 AS C ~ Arsenic in Water by Spectrophotometry | APHA |  |  |  | 6/26/2019 4:12:43 PM
240 | 3500-AS(D) | 3500 AS D ~ Arsenic in Water by ICP | APHA |  |  |  | 6/26/2019 4:12:43 PM
241 | 3500-AU | 3500 AU ~ Gold in Water by FLAA | APHA |  |  |  | 6/26/2019 4:12:43 PM
242 | 3500-BA(B) | 3500 BA B ~ Barium in Water by FLAA or GFAA | APHA |  |  |  | 6/26/2019 4:12:43 PM
243 | 3500-BA(C) | 3500 BA C ~ Barium in Water by ICP | APHA |  |  |  | 6/26/2019 4:12:43 PM
244 | 3500-BE(B) | 3500 BE B ~ Beryllium in Water by FLAA or GFAA | APHA |  |  |  | 6/26/2019 4:12:43 PM
245 | 3500-BE(C) | 3500 BE C ~ Beryllium in Water by ICP | APHA |  |  |  | 6/26/2019 4:12:43 PM
246 | 3500-BE(D) | 3500 BE D ~ Beryllium in Water by Spectrophotometry | APHA |  |  |  | 6/26/2019 4:12:43 PM
247 | 3500-BI | 3500 BI ~ Bismuth in Water by FLAA | APHA |  |  |  | 6/26/2019 4:12:43 PM
100626 | 3500-Ca B***retired*** 3500-CA(B) | DO NOT USE***3500 CA B ~ Calcium by EDTA | APHA | DO NOT USE ~ | duplicate records |  | 11/18/2024 5:21:34 PM
248 | 3500-CA(B) | 3500 CA B ~ Calcium in Water by FLAA | APHA | 3500-Ca B ~ Standard Methods . Calcium by EDTA |  | https://www.nemi.gov/methods/method_summary/7402/ | 9/7/2023 5:37:17 PM
249 | 3500-CA(C) | 3500 CA C ~ Calcium in Water by ICP | APHA |  |  |  | 6/26/2019 4:12:43 PM
250 | 3500-CA(D) | 3500 CA D ~ Calcium in Water by Titration Using EDTA | APHA |  |  |  | 6/26/2019 4:12:43 PM
251 | 3500-CD(B) | 3500 CD B ~ Cadmium in Water by FLAA/GFAA | APHA |  |  |  | 6/26/2019 4:12:43 PM
252 | 3500-CD(C) | 3500 CD C ~ Cadmium in Water by ICP | APHA |  |  |  | 6/26/2019 4:12:43 PM
253 | 3500-CD(D) | 3500 CD D ~ Cadmium in Water by Spectrophotometry | APHA |  |  |  | 6/26/2019 4:12:43 PM
254 | 3500-CO(B) | 3500 CO B ~ Cobalt in Water by FLAA or GFAA | APHA |  |  |  | 6/26/2019 4:12:43 PM
255 | 3500-CO(C) | 3500 CO C ~ Cobalt in Water by ICP | APHA |  |  |  | 6/26/2019 4:12:43 PM
100627 | 3500-Cr B***retired*** 3500-CR(B) | DO NOT USE***3500 CR B ~ Chromium by Colorimetry | APHA | DO NOT USE ~ | duplicate records |  | 11/18/2024 5:21:34 PM
100628 | 3500-Cr C***retired*** 3500-CR(C) | DO NOT USE***3500 CR C ~ Chromium by Colorimetry | APHA | DO NOT USE ~ | duplicate records |  | 11/18/2024 5:21:34 PM
3141 | 3500-CR(B) | 3500 CR B ~ Chromium Colormetric Method | APHA_SM20ED |  |  |  | 7/6/2021 4:15:51 PM
3153 | 3500-CR(B) | 3500 CR B ~ Chromium Colormetric Method | APHA_SM21ED | https://www.nemi.gov/methods/method_summary/7388/ |  |  | 7/6/2021 4:15:51 PM
256 | 3500-CR(B) | 3500 CR B ~ Chromium in Water by FLAA or GFAA | APHA | 3500-Cr B ~ Standard Methods . Chromium by Colorimetry |  | https://www.nemi.gov/methods/method_summary/7388/ | 9/7/2023 5:37:17 PM
257 | 3500-CR(C) | 3500 CR C ~ Chromium in Water by ICP | APHA | 3500-Cr C ~ Standard Methods . Chromium by Ion Chromatographic Method |  | https://www.nemi.gov/methods/method_summary/9723/ | 9/7/2023 5:37:17 PM
258 | 3500-CR(D) | 3500 CR D ~ Total Hexavalent Chromium in Water | APHA |  |  |  | 6/26/2019 4:12:43 PM
259 | 3500-CR(E) | 3500 CR E ~ Chromium in Water by Ion Chromatography | APHA |  |  |  | 6/26/2019 4:12:43 PM
260 | 3500-CS | 3500 CS ~ Cesium in Water by FLAA | APHA |  |  |  | 6/26/2019 4:12:43 PM
100629 | 3500-Cu B***retired*** 3500-CU(B) | DO NOT USE***3500 CU B ~ Copper by Neocuproine | APHA | DO NOT USE ~ | duplicate records |  | 11/18/2024 5:21:34 PM
100630 | 3500-Cu C***retired*** 3500-CU(C) | DO NOT USE***3500 CU C ~ Copper by Bathocuproine | APHA | DO NOT USE ~ | duplicate records |  | 11/18/2024 5:21:34 PM
261 | 3500-CU(B) | 3500 CU B ~ Copper in Water by FLAA or GFAA | APHA | 3500-Cu B ~ Standard Methods . Copper by Neocuproine |  | https://www.nemi.gov/methods/method_summary/7425/ | 9/7/2023 5:37:17 PM
262 | 3500-CU(C) | 3500 CU C ~ Copper in Water by ICP | APHA | 3500-Cu C ~ Standard Methods . Copper by Bathocuproine |  | https://www.nemi.gov/methods/method_summary/7426/ | 9/7/2023 5:37:17 PM
263 | 3500-CU(D) | 3500 CU D ~ Copper in Water by Spectrophotometry- Neocuproine Method | APHA |  |  |  | 6/26/2019 4:12:43 PM
264 | 3500-CU(E) | 3500 CU E ~ Copper in Water by Spectrophotometry- Bathocuproine Method | APHA |  |  |  | 6/26/2019 4:12:43 PM
100631 | 3500-Fe B***retired*** 3500-FE(B) | DO NOT USE***3500 FE B ~ Iron by Phenanthroline | APHA | DO NOT USE ~ | duplicate records |  | 11/18/2024 5:21:34 PM
265 | 3500-FE(B) | 3500 FE B ~ Iron in Water by FLAA or GFAA | APHA | 3500-Fe B ~ Standard Methods . Iron by Phenanthroline |  | https://www.nemi.gov/methods/method_summary/7421/ | 9/7/2023 5:37:17 PM
266 | 3500-FE(C) | 3500 FE C ~ Iron in Water by ICP | APHA |  |  |  | 6/26/2019 4:12:43 PM
267 | 3500-FE(D) | 3500 FE D ~ Iron in Water by Colorimetry | APHA |  |  |  | 6/26/2019 4:12:43 PM
268 | 3500-HG(B) | 3500 HG B ~ Mercury in Water by CVAA | APHA |  |  |  | 6/26/2019 4:12:44 PM
269 | 3500-HG(C) | 3500 HG C ~ Mercury in Water by Spectrophotometry | APHA |  |  |  | 6/26/2019 4:12:44 PM
270 | 3500-IR | 3500 IR ~ Iridium in Water by FLAA | APHA |  |  |  | 6/26/2019 4:12:44 PM
100632 | 3500-K B***retired*** 3500-K-B | DO NOT USE***3500 K B ~ Potassium by Flame Photometry | APHA | DO NOT USE ~ | duplicate records |  | 11/18/2024 5:21:34 PM
271 | 3500-K-B | 3500 K B ~ Potassium in Water by FLAA | APHA | 3500-K B ~ Standard Methods . Potassium by Flame Photometry |  | https://www.nemi.gov/methods/method_summary/7397/ | 9/7/2023 5:37:17 PM
272 | 3500-K-C | 3500 K C ~ Potassium in Water by ICP | APHA |  |  |  | 6/26/2019 4:12:44 PM
273 | 3500-K-D | 3500 K D ~ Potassium in Water by Flame Photometry | APHA |  |  |  | 6/26/2019 4:12:44 PM
274 | 3500-K-E | 3500 K E ~ Potassium in Water Using an ISE | APHA |  |  |  | 6/26/2019 4:12:44 PM
275 | 3500-LI(B) | 3500 LI B ~ Lithium in Water by FLAA | APHA |  |  |  | 6/26/2019 4:12:44 PM
276 | 3500-LI(C) | 3500 LI C ~ Lithium in Water by ICP | APHA |  |  |  | 6/26/2019 4:12:44 PM
277 | 3500-LI(D) | 3500 LI D ~ Lithium in Water by Flame Photometry | APHA |  |  |  | 6/26/2019 4:12:44 PM
100634 | 3500-Mg B***retired*** 3500-MG(B) | DO NOT USE***3500 MG B ~ Manganesium in Water by Spectrophotometry | APHA | DO NOT USE ~ | duplicate records |  | 11/18/2024 5:21:34 PM
278 | 3500-MG(B) | 3500 MG B ~ Magnesium in Water by FLAA | APHA | 3500-Mg B ~ Standard Methods . Magnesium in Water, Calculation Method |  | https://www.nemi.gov/methods/method_summary/9747/ | 9/7/2023 5:37:17 PM
279 | 3500-MG(C) | 3500 MG C ~ Magnesium in Water by ICP | APHA |  |  |  | 6/26/2019 4:12:44 PM
280 | 3500-MG(D) | 3500 MG D ~ Magnesium in Water by Gravimetric Analysis | APHA |  |  |  | 6/26/2019 4:12:44 PM
281 | 3500-MG(E) | 3500 MG E ~ Magnesium in Water by Calculation | APHA |  |  |  | 6/26/2019 4:12:44 PM
100633 | 3500-MN B***retired*** 3500-MN(B) | DO NOT USE***3500 MN B ~ Manganese in Water by Spectrophotometry | APHA | DO NOT USE ~ | duplicate records |  | 11/18/2024 5:21:34 PM
282 | 3500-MN(B) | 3500 MN B ~ Manganese in Water by FLAA or GFAA | APHA | 3500-MN B ~ Standard Methods . Manganese in Water by Spectrophotometry |  | https://www.nemi.gov/methods/method_summary/4701/ | 9/7/2023 5:37:17 PM
283 | 3500-MN(C) | 3500 MN C ~ Manganese in Water by ICP | APHA |  |  |  | 6/26/2019 4:12:44 PM
284 | 3500-MN(D) | 3500 MN D ~ Manganese in Water by Spectrophotometry | APHA |  |  |  | 6/26/2019 4:12:44 PM
285 | 3500-MO(B) | 3500 MO B ~ Molybdenum in Water by FLAA | APHA |  |  |  | 6/26/2019 4:12:44 PM
286 | 3500-MO(C) | 3500 MO C ~ Molybdenum in Water by ICP | APHA |  |  |  | 6/26/2019 4:12:44 PM
100635 | 3500-Na B***retired*** 3500-NA(B) | DO NOT USE***3500 NA B ~ Sodium by Flame Emission Photometry | APHA | DO NOT USE ~ | duplicate records |  | 11/18/2024 5:21:34 PM
287 | 3500-NA(B) | 3500 NA B ~ Sodium in Water by FLAA | APHA | 3500-Na B ~ Standard Methods . Sodium by Flame Emission Photometry |  | https://www.nemi.gov/methods/method_summary/7386/ | 9/7/2023 5:37:17 PM
288 | 3500-NA(C) | 3500 NA C ~ Sodium in Water by ICP | APHA |  |  |  | 6/26/2019 4:12:44 PM
289 | 3500-NA(D) | 3500 NA D ~ Sodium in Water by Flame Photometry | APHA |  |  |  | 6/26/2019 4:12:44 PM
100636 | 3500-Ni B***retired*** 3500-NI(B) | DO NOT USE***3500 NI B ~ Nickel by Flame Emission Photometry | APHA | DO NOT USE ~ | duplicate records |  | 11/18/2024 5:21:34 PM
290 | 3500-NI(B) | 3500 NI B ~ Nickel in Water by FLAA or GFAA | APHA | 3500-Ni B ~ Standard Methods . Nickel in Water |  | https://www.nemi.gov/methods/method_summary/9805/ | 9/7/2023 5:37:17 PM
291 | 3500-NI(C) | 3500 NI C ~ Nickel in Water by ICP | APHA |  |  |  | 6/26/2019 4:12:44 PM
292 | 3500-OS | 3500 OS ~ Osmium in Water by FLAA | APHA |  |  |  | 6/26/2019 4:12:44 PM
100637 | 3500-Pb B***retired*** 3500-PB(B) | DO NOT USE***3500 PB B ~ Lead by Dithizone | APHA | DO NOT USE ~ | duplicate records |  | 11/18/2024 5:21:34 PM
293 | 3500-PB(B) | 3500 PB B ~ Lead in Water by FLAA or GFAA | APHA | 3500-Pb B ~ Standard Methods . Lead by Dithizone |  | https://www.nemi.gov/methods/method_summary/7396/ | 9/7/2023 5:37:17 PM
294 | 3500-PB(C) | 3500 PB C ~ Lead in Water by ICP | APHA |  |  |  | 6/26/2019 4:12:44 PM
295 | 3500-PB(D) | 3500 PB D ~ Lead in Water by Spectrophotometry | APHA |  |  |  | 6/26/2019 4:12:44 PM
296 | 3500-PD | 3500 PD ~ Palladium in Water | APHA |  |  |  | 6/26/2019 4:12:44 PM
297 | 3500-PT | 3500 PT ~ Platinum in Water by FLAA | APHA |  |  |  | 6/26/2019 4:12:44 PM
298 | 3500-RE | 3500 RE ~ Rhenium in Water by FLAA | APHA |  |  |  | 6/26/2019 4:12:44 PM
299 | 3500-RH | 3500 RH ~ Rhodium in Water by FLAA | APHA |  |  |  | 6/26/2019 4:12:44 PM
300 | 3500-RU | 3500 RU ~ Ruthenium in Water by FLAA | APHA |  |  |  | 6/26/2019 4:12:44 PM
301 | 3500-SB(B) | 3500 SB B ~ Antimony in Water by FLAA or GFAA | APHA |  |  |  | 6/26/2019 4:12:44 PM
302 | 3500-SB(C) | 3500 SB C ~ Antimony in Water - ICP | APHA |  |  |  | 6/26/2019 4:12:44 PM
303 | 3500-SE(C) | 3500 SE C ~ Selenium in Water by HYDAA | APHA |  |  |  | 6/26/2019 4:12:44 PM
304 | 3500-SE(D) | 3500 SE D ~ Selenium in Water by Colorimetry | APHA |  |  |  | 6/26/2019 4:12:44 PM
305 | 3500-SE(E) | 3500 SE E ~ Selenium in Water by Fluorimetry | APHA |  |  |  | 6/26/2019 4:12:44 PM
306 | 3500-SE(F) | 3500 SE F ~ Volatile Selenium in Water | APHA |  |  |  | 6/26/2019 4:12:44 PM
307 | 3500-SE(G) | 3500 SE G ~ Nonvolatile Organic Selenium in Water | APHA |  |  |  | 6/26/2019 4:12:44 PM
308 | 3500-SE(H) | 3500 SE H ~ Selenium in Water by GFAA | APHA |  |  |  | 6/26/2019 4:12:44 PM
309 | 3500-SE(I) | 3500 SE I ~ Selenium in Water by ICP | APHA |  |  |  | 6/26/2019 4:12:44 PM
310 | 3500-SN | 3500 SN ~ Tin in Water by FLAA or GFAA | APHA |  |  |  | 6/26/2019 4:12:44 PM
311 | 3500-SR(B) | 3500 SR B ~ Strontium in Water by FLAA | APHA |  |  |  | 6/26/2019 4:12:44 PM
312 | 3500-SR(C) | 3500 SR C ~ Strontium in Water by ICP | APHA |  |  |  | 6/26/2019 4:12:44 PM
313 | 3500-SR(D) | 3500 SR D ~ Strontium in Water by Flame Photometry | APHA |  |  |  | 6/26/2019 4:12:44 PM
314 | 3500-TH | 3500 TH ~ Thorium in Water by FLAA | APHA |  |  |  | 6/26/2019 4:12:44 PM
315 | 3500-TI | 3500 TI ~ Titanium in Water by FLAA | APHA |  |  |  | 6/26/2019 4:12:44 PM
316 | 3500-TL(B) | 3500 TL B ~ Thallium in Water by FLAA | APHA |  |  |  | 6/26/2019 4:12:44 PM
317 | 3500-TL(C) | 3500 TL C ~ Thallium in Water by ICP | APHA |  |  |  | 6/26/2019 4:12:44 PM
100638 | 3500-V B***retired*** 3500-V-B | DO NOT USE***3500 V B ~ Vanadium by Gallic Acid Method | APHA | DO NOT USE ~ | duplicate records |  | 11/18/2024 5:21:34 PM
318 | 3500-V-B | 3500 V B ~ Vanadium in Water by FLAA | APHA | 3500-V B ~ Standard Methods . Vanadium by Gallic Acid Method |  | https://www.nemi.gov/methods/method_summary/7434/ | 9/7/2023 5:37:17 PM
319 | 3500-V-C | 3500 V C ~ Vanadium in Water by ICP | APHA |  |  |  | 6/26/2019 4:12:44 PM
320 | 3500-V-D | 3500 V D ~ Vanadium in Water by Spectrophotometry | APHA |  |  |  | 6/26/2019 4:12:44 PM
100639 | 3500-Zn B***retired*** 3500-ZN(B) | DO NOT USE***3500 ZN B ~ Zinc by Zincon Method | APHA | DO NOT USE ~ | duplicate records |  | 11/18/2024 5:21:34 PM
100640 | 3500-Zn E***retired*** 3500-ZN(E) | DO NOT USE***3500 ZN E ~ Zinc by Zincon Method | APHA | DO NOT USE ~ | duplicate records |  | 11/18/2024 5:21:34 PM
321 | 3500-ZN(B) | 3500 ZN B ~ Zinc in Water by FLAA | APHA | 3500-Zn B ~ Standard Methods . Zinc by Zincon Method |  | https://www.nemi.gov/methods/method_summary/7387/ | 9/7/2023 5:37:17 PM
322 | 3500-ZN(C) | 3500 ZN C ~ Zinc in Water by ICP | APHA |  |  |  | 6/26/2019 4:12:44 PM
323 | 3500-ZN(D) | 3500 ZN D ~ Zinc in Water by Spectrophotometry | APHA |  |  |  | 6/26/2019 4:12:44 PM
324 | 3500-ZN(E) | 3500 ZN E ~ Zinc in Water by Spectrophotometry- Dithizone Method | APHA | 3500-Zn E ~ Standard Methods . Zinc in Water by Coloimetry |  | https://www.nemi.gov/methods/method_summary/9833/ | 9/7/2023 5:37:17 PM
325 | 3500-ZN(F) | 3500 ZN F ~ Zinc in Water by Spectrophotometry- Dithizone Method II | APHA |  |  |  | 6/26/2019 4:12:44 PM
1005 | 3503 | Hydrazine by Visible Absorption Spec. | NIOSH |  |  |  | 8/12/2006 11:50:00 PM
1006 | 3505 | Tetramethyl Thiourea by Visible Absorption | NIOSH |  |  |  | 8/12/2006 11:50:00 PM
1007 | 3506 | Acetic Anhydride | NIOSH |  |  |  | 8/12/2006 11:50:00 PM
1008 | 3507 | Acetaldehyde by HPLC | NIOSH |  |  |  | 8/12/2006 11:50:00 PM
1009 | 3508 | Methyl Ethyl Ketone Peroxide by VA Spec. | NIOSH |  |  |  | 8/12/2006 11:50:00 PM
1010 | 3509 | Amioethanol compound II | NIOSH |  |  |  | 8/12/2006 11:50:00 PM
1938 | 351.1 | Total Kjeldahl Nitrogen by Colorimetry | USEPA | 351.1 ~ EPA-NERL . TKN by Automated Colorimetry |  | https://www.nemi.gov/methods/method_summary/4872/ | 9/7/2023 5:37:19 PM
1939 | 351.2 | 351.2 ~ EPA; Total Kjeldahl Nitrogen by Colorimetry | USEPA | 351.2 ~ EPA-ORD / EPA-OST . Total Kjeldahl nitrogen in water by semiautomated colorimetry |  | https://www.nemi.gov/methods/method_summary/9626/ | 9/7/2023 5:37:19 PM
100360 | 351.2 | 351.2 ~ EPA; Total Kjeldahl nitrogen in water by semiautomated colorimetry | USEPA Rev 2.0 |  |  | https://www.nemi.gov/methods/method_summary/9626/ | 4/29/2022 6:25:58 AM
4999 | 351.3 (ELECTRODE) | 351.3 ELECTRODE ~ Total Kjeldahl Nitrogen by Potentiometry | USEPA | 351.3 (Electrode) ~ EPA-NERL . Total Kjeldahl Nitrogen by Potentiometry |  | https://www.nemi.gov/methods/method_summary/5402/ | 9/7/2023 5:37:21 PM
5001 | 351.3 (TITRATION) | 351.3 TITRATION ~ Total Kjeldahl Nitrogen by Titirmetry | USEPA | 351.3 (Titration) ~ EPA-NERL . Total Kjeldahl Nitrogen by Titirmetry |  | https://www.nemi.gov/methods/method_summary/5401/ | 9/7/2023 5:37:21 PM
5000 | 351.3 NESSLERIZATION | 351.3 NESSLERIZATION ~ Total Kjeldahl Nitrogen by Colorimetry | USEPA | 351.3 (Nesslerization) ~ EPA-NERL . Total Kjeldahl Nitrogen by Colorimetry |  | https://www.nemi.gov/methods/method_summary/5400/ | 9/7/2023 5:37:21 PM
1940 | 351.3(A) | 351.3 A ~ Total Kjeldahl Nitrogen by Titration | USEPA |  |  |  | 6/26/2019 4:12:48 PM
1941 | 351.3(B) | 351.3 B ~ Total Kjeldahl Nitrogen - Nesslerization | USEPA |  |  |  | 6/26/2019 4:12:48 PM
1942 | 351.3(C) | 351.3 C ~ Total Kjeldahl Nitrogen - Potentiometric | USEPA |  |  |  | 6/26/2019 4:12:48 PM
1943 | 351.4 | Total Kjeldahl Nitrogen Using an ISE | USEPA | 351.4 ~ EPA-NERL . TKN by ISE |  | https://www.nemi.gov/methods/method_summary/4874/ | 9/7/2023 5:37:19 PM
1011 | 3510 | Monomethylhydrazine by Visible Spec. | NIOSH |  |  |  | 8/12/2006 11:50:00 PM
100930 | 3510C | SEPARATORY FUNNEL LIQUID-LIQUID EXTRACTION | USEPA | https://www.epa.gov/hw-sw846/sw-846-test-method-3510c-separatory-funnel-liquid-liquid-extraction |  |  | 12/14/2022 12:49:12 AM
1012 | 3511 | Monomethylaniline by GC/FID | NIOSH |  |  |  | 8/12/2006 11:50:00 PM
1013 | 3512 | Maleic Anhydride by HPLC/UV | NIOSH |  |  |  | 8/12/2006 11:50:00 PM
1014 | 3513 | Tetranitromethane by GC/NPD | NIOSH |  |  |  | 8/12/2006 11:50:00 PM
1015 | 3514 | Ethylenimine by HPLC/UV | NIOSH |  |  |  | 8/12/2006 11:50:00 PM
1016 | 3515 | 1,1-Dimethylhydrazine by Visible Spec. | NIOSH |  |  |  | 8/12/2006 11:50:00 PM
1017 | 3516 | Crotonaldehyde by Differential Pulse Polar. | NIOSH |  |  |  | 8/12/2006 11:50:00 PM
1018 | 3518 | Phenylhydrazine by Visible Absorption | NIOSH |  |  |  | 8/12/2006 11:50:00 PM
1944 | 352.1 | Nitrate Nitrogen by Colorimetry | USEPA | 352.1 ~ EPA-NERL . Nitrate by Colorimetry |  | https://www.nemi.gov/methods/method_summary/5776/ | 9/7/2023 5:37:19 PM
5002 | 3520C | 3520C ~ Continuous Liquid-Liquid Extraction of Organics | USEPA | 3520C ~ EPA-RCA . Continuous Liquid-Liquid Extraction of Organics |  | https://www.nemi.gov/methods/method_summary/9185/ | 9/7/2023 5:37:21 PM
1945 | 353.1 | Nitrate-Nitrite Nitrogen by Colorimetry | USEPA | 353.1 ~ EPA-NERL . Nitrate-Nitrite by Colorimetry |  | https://www.nemi.gov/methods/method_summary/5250/ | 9/7/2023 5:37:19 PM
1946 | 353.2 | Nitrate-Nitrite Nitrogen by Colorimetry | USEPA | 353.2 ~ EPA-NERL . Nitrate-Nitrite Nitrogen by Colorimetry |  | https://www.nemi.gov/methods/method_summary/4702/ | 9/7/2023 5:37:19 PM
100932 | 353.2 | Determination of Nitrate-Nitrite Nitrogen by Automated Colorimetry | USEPA Rev 2.0 | https://www.epa.gov/sites/default/files/2015-08/documents/method_353-2_1993.pdf |  |  | 4/14/2023 3:56:48 PM
1947 | 353.2_M | 353.2 M ~ Nitrate and Nitrite by Colorimetry | USEPA |  |  |  | 6/26/2019 4:12:48 PM
1948 | 353.3 | Nitrate-Nitrite Nitrogen by Cd Reduction | USEPA | 353.3 ~ EPA-NERL . Nitrate-Nitrite by Cadmium Reduction and Colorimetry |  | https://www.nemi.gov/methods/method_summary/5251/ | 9/7/2023 5:37:19 PM
1949 | 353.4 | Determination of Nitrite and Nitrate | USEPA | 353.4 ~ EPA-NERL . Nitrate and Nitrite in Estuarine and Coastal Waters by Automated Colorimetry |  | https://www.nemi.gov/methods/method_summary/7225/ | 9/7/2023 5:37:19 PM
882 | 353.6 | Nitrate-Nitrite in Wet Deposition | IL/SWSD |  |  |  | 8/12/2006 11:50:00 PM
5003 | 3535A | 3535A ~ Solid-phase extraction for organic analytes. | USEPA | 3535A ~ EPA-RCA . Solid-phase extraction for organic analytes. |  | https://www.nemi.gov/methods/method_summary/9187/ | 9/7/2023 5:37:21 PM
1950 | 354.1 | Nitrite Nitrogen by Spectophotometry | USEPA | 354.1 ~ EPA-NERL . Nitrite by Spectrophotometry |  | https://www.nemi.gov/methods/method_summary/5777/ | 9/7/2023 5:37:19 PM
101361 | 3540C | SOXHLET EXTRACTION | USEPA |  |  | https://www.epa.gov/sites/default/files/2015-12/documents/3540c.pdf | 3/13/2026 10:55:34 PM
101362 | 3541 | AUTOMATED SOXHLET EXTRACTION | USEPA |  |  | https://www.epa.gov/sites/default/files/2015-12/documents/3541.pdf | 3/13/2026 10:55:34 PM
101363 | 3546 | MICROWAVE EXTRACTION | USEPA |  |  | https://www.epa.gov/sites/default/files/2015-12/documents/3546.pdf | 3/13/2026 10:55:34 PM
100113 | 3550A | 3550 A ~ Ultrasonic Extraction of Nonvolatile and Semivolatile Organic Compounds form Soils, Sludges, and Wastes | USEPA |  |  |  | 6/26/2019 4:12:53 PM
101147 | 3550B | 3550 B ~ USEPA; Nonvolatile and Semivolatile Organic Compounds in Solids by Ultrasonic Extraction | USEPA | Ultrasonic Extraction, http://www.cromlab.es/Articulos/Metodos/EPA/3000/3550B.PDF |  |  | 9/18/2024 4:32:00 PM
100114 | 3550C | 3550 C ~ Determination of Percent Solids by Ultrasonic Extraction | USEPA | http://www.epa.gov/solidwaste/hazard/testmethods/sw846/pdfs/3550c.pdf |  |  | 6/26/2019 4:12:53 PM
5004 | 3570 | Organic Compounds from Solids by Microscale Solvent Extraction | USEPA | 3570 ~ EPA-RCA . Organic Compounds from Solids by Microscale Solvent Extraction |  | https://www.nemi.gov/methods/method_summary/10301/ | 9/7/2023 5:37:21 PM
100884 | 3571 | (SW-846): Extraction of Solid and Aqueous samples for chemical agents | USEPA |  |  |  | 10/20/2021 8:42:13 AM
101364 | 3580A | WASTE DILUTION | USEPA |  |  | https://www.epa.gov/sites/default/files/2015-12/documents/3580a.pdf | 3/13/2026 10:55:34 PM
101365 | 3585 | WASTE DILUTION FOR VOLATILE ORGANICS | USEPA |  |  | https://www.epa.gov/sites/default/files/2015-12/documents/3585.pdf | 3/13/2026 10:55:34 PM
1951 | 360.1 | Dissolved Oxygen Using an ISE | USEPA | 360.1 ~ EPA-NERL . Dissolve Oxygen by Membrane Electrode |  | https://www.nemi.gov/methods/method_summary/5252/ | 9/7/2023 5:37:19 PM
1952 | 360.2 | Dissolved Oxygen by Winkler Technique | USEPA | 360.2 ~ EPA-NERL . Dissolved Oxygen Using a Modified Winkler Method |  | https://www.nemi.gov/methods/method_summary/5253/ | 9/7/2023 5:37:19 PM
101366 | 3610B | ALUMINA CLEANUP | USEPA |  |  | https://www.epa.gov/sites/default/files/2015-12/documents/3610b.pdf | 3/13/2026 10:55:34 PM
100463 | 3611B | 3611 B ~ Diesel Range Organics by Alumina Column Cleanup | USEPA |  |  |  | 6/26/2019 4:12:54 PM
101367 | 3620C | FLORISIL CLEANUP | USEPA |  |  | https://www.epa.gov/sites/default/files/2015-12/documents/3620c.pdf | 3/13/2026 10:55:34 PM
100464 | 3630C | 3630 C ~ Diesel Range Organics by Silica Gel Cleanup | USEPA |  |  |  | 6/26/2019 4:12:54 PM
3159 | 3640A | 3640 A ~ Determination of Percent Solids (Context = SW-846) | USEPA |  |  |  | 6/26/2019 4:12:51 PM
100933 | 365.1 | Determination of Phosphorus by Semi-Automated Colorimetry | USEPA Rev 2.0 | https://www.epa.gov/sites/default/files/2015-08/documents/method_365-1_1993.pdf |  |  | 4/14/2023 3:56:48 PM
1953 | 365.1 | Phosphorus by Colorimetry | USEPA | 365.1 ~ EPA-NERL . Phosphorus (all forms) by Semi-Automated Colorimetry |  | https://www.nemi.gov/methods/method_summary/4823/ | 9/7/2023 5:37:19 PM
1954 | 365.2 | Phosphorus by Single Reagent Colorimetry | USEPA | 365.2 ~ EPA-NERL . Phosphorus by Colorimetry |  | https://www.nemi.gov/methods/method_summary/5254/ | 9/7/2023 5:37:19 PM
1955 | 365.3 | Phosphorus by Two Reagent Colorimetry | USEPA | 365.3 ~ EPA-NERL . Phosphorus by Colorimetry |  | https://www.nemi.gov/methods/method_summary/5255/ | 9/7/2023 5:37:19 PM
1956 | 365.4 | Total Phosphorus After Block Digestion | USEPA | 365.4 ~ EPA-NERL . Phosphorus by Automated Colorimetry |  | https://www.nemi.gov/methods/method_summary/5313/ | 9/7/2023 5:37:19 PM
1957 | 365.5 | Orthophosphate in Water by Colorimetry | USEPA | 365.5 ~ EPA-NERL . Orthophosphate in Estuarine and Coastal Waters by Colorimetry |  | https://www.nemi.gov/methods/method_summary/7231/ | 9/7/2023 5:37:19 PM
883 | 365.6 | Orthophosphate in Wet Deposition | IL/SWSD |  |  |  | 8/12/2006 11:50:00 PM
1958 | 365_M | 365 M ~ Phosphorus in Water by Colorimetry | USEPA |  |  |  | 6/26/2019 4:12:48 PM
100465 | 3650B | 3650 B ~ Diesel Range Organics by Acid/Base Partitioning | USEPA |  |  |  | 6/26/2019 4:12:54 PM
5005 | 366***retired***use 366..0 | DO NOT USE***Silicate by Colorimetry; duplicate of 366.0 ~ EPA | USEPA | DO NOT USE ~ 366 ~ EPA-NERL . Silicate by Colorimetry | duplicate records | https://www.nemi.gov/methods/method_summary/4661/ | 11/18/2024 5:21:34 PM
3223 | 366.0 | 366.0 ~ EPA; Determination of Dissolved Silicate in Estuarine and Coastal Waters by Gas Segmented Continuous Flow Colorimetric Analysis | USEPA | 366 ~ EPA-NERL . Silicate by Colorimetry |  |  | 9/7/2023 5:37:19 PM
101368 | 3660B | SULFUR CLEANUP | USEPA |  |  | https://www.epa.gov/sites/default/files/2015-12/documents/3660b.pdf | 3/13/2026 10:55:34 PM
101369 | 3665A | SULFURIC ACID/PERMANGANATE CLEANUP | USEPA |  |  | https://www.epa.gov/sites/default/files/2015-12/documents/3665a.pdf | 3/13/2026 10:55:34 PM
1959 | 370.1 | Dissolved Silica by Colorimetry | USEPA | 370.1 ~ EPA-NERL . Silica by Colorimetry |  | https://www.nemi.gov/methods/method_summary/5314/ | 9/7/2023 5:37:19 PM
1019 | 3700 | Benzene by portable GC | NIOSH |  |  |  | 8/12/2006 11:50:00 PM
1020 | 3701 | Trichloroethylene by portable GC | NIOSH |  |  |  | 8/12/2006 11:50:00 PM
1021 | 3702 | Ethylene Oxide by portable GC | NIOSH |  |  |  | 8/12/2006 11:50:00 PM
1960 | 375.1 | Sulfate by Colorimetry With Chloranilate | USEPA | 375.1 ~ EPA-NERL . Sulfate by Colorimetry |  | https://www.nemi.gov/methods/method_summary/5315/ | 9/7/2023 5:37:19 PM
1961 | 375.2 | Sulfate in Water by Colorimetry | USEPA | 375.2 ~ EPA-NERL . Sulfate by Colorimetry |  | https://www.nemi.gov/methods/method_summary/4824/ | 9/7/2023 5:37:19 PM
1962 | 375.3 | Sulfate by Gravimetric Determination | USEPA | 375.3 ~ EPA-NERL . Sulfate by Gravimetric Determination |  | https://www.nemi.gov/methods/method_summary/4703/ | 9/7/2023 5:37:19 PM
1963 | 375.4 | Sulfate by Turbidimetric Determination | USEPA | 375.4 ~ EPA-NERL . Sulfate by Turbidity |  | https://www.nemi.gov/methods/method_summary/5316/ | 9/7/2023 5:37:19 PM
884 | 375.6 | Sulfate in Wet Deposition | IL/SWSD |  |  |  | 8/12/2006 11:50:00 PM
1964 | 375_M(A) | 375 M A ~ Sulfate by Colorimetry | USEPA |  |  |  | 6/26/2019 4:12:48 PM
1965 | 375_M(B) | 375 M B ~ Sulfate in Water by Turbidity | USEPA |  |  |  | 6/26/2019 4:12:48 PM
1966 | 376.1 | Sulfide by Titration with Iodine | USEPA | 376.1 ~ EPA-NERL . Sulfide by Titrimetry |  | https://www.nemi.gov/methods/method_summary/5317/ | 9/7/2023 5:37:19 PM
1967 | 376.2 | Sulfide by Colorimetric Determination | USEPA | 376.2 ~ EPA-NERL . Sulfide by Colorimetry |  | https://www.nemi.gov/methods/method_summary/5318/ | 9/7/2023 5:37:19 PM
5006 | 376.3 | Acid Volatile Sulfide (AVS) in Sediment by Acidification and Gravimetry. | USEPA | 376.3 ~ EPA-OW/OST . Acid Volatile Sulfide (AVS) in Sediment by Acidification and Gravimetry. |  | https://www.nemi.gov/methods/method_summary/10268/ | 9/7/2023 5:37:21 PM
1968 | 377.1 | Sulfite in Water by Titration | USEPA | 377.1 ~ EPA-NERL . Sulfite by Titrimetry |  | https://www.nemi.gov/methods/method_summary/5325/ | 9/7/2023 5:37:19 PM
100070 | 380-75WE | 380-75 WE ~ Fluoride in Water and Wastewater | Technicon |  |  |  | 6/26/2019 4:12:53 PM
1969 | 3810 | Headspace Technique for Volatiles | USEPA |  |  |  | 8/12/2006 11:50:00 PM
1970 | 3820 | Hexadecane Screening for Volatiles | USEPA |  |  |  | 8/12/2006 11:50:00 PM
100161 | 390-A | 390 A ~ Hardness Calculation Method | APHA |  |  |  | 6/26/2019 4:12:53 PM
1971 | 3A | 3A ~ Oxygen and Carbon Dioxide in Air | USEPA |  |  |  | 6/26/2019 4:12:48 PM
100470 | 3C | 3C ~ Carbon Dioxide, Methane, Nitrogen, and Oxygen in Air | USEPA | https://www.epa.gov/sites/production/files/2017-08/documents/method_3c.pdf |  |  | 4/14/2023 3:56:48 PM
1225 | 3H-01 | 3H-01 ~ Tritium in Water | USDOE/EML |  |  |  | 6/26/2019 4:12:47 PM
1226 | 3H-02 | 3H-02 ~ Tritium in Water | USDOE/EML |  |  |  | 6/26/2019 4:12:47 PM
1227 | 3H-03 | 3H-03 ~ Organically Labeled Tritium | USDOE/EML |  |  |  | 6/26/2019 4:12:47 PM
4733 | 3H-04-RC | 3H-04 RC ~ Tritium in Water - Liquid Scintillation Counting | USDOE/EML | 3H-04-RC ~ DOE EML . Tritium in Water - Liquid Scintillation Counting |  | https://www.nemi.gov/methods/method_summary/4843/ | 9/7/2023 5:37:20 PM
1972 | 4 | Moisture Content in Stack Gases | USEPA |  |  |  | 8/12/2006 11:50:00 PM
1022 | 4000 | Toluene by GC/FID | NIOSH |  |  |  | 8/12/2006 11:50:00 PM
100064 | 4024-01 | 4024-01 ~ Phosphorus, Total - Ascorbic Acid Reduction with Persulfate Digestion method | LaMOTTE |  |  |  | 6/26/2019 4:12:53 PM
100065 | 4026-01 | 4026-01 ~ Nitrogen, Total - Chromotropic Acid with Persulfate Block Digestion Method | LaMOTTE |  |  |  | 6/26/2019 4:12:53 PM
100011 | 403 | Alkalinity (CaCO3) | APHA_SM19ED | Standard Methods (19th ed.) 403 (colorimetric, titration, manual) mg/L |  |  | 6/1/2016 7:25:01 AM
1973 | 405.1 | 5 Day Biochemical Oxygen Demand | USEPA | 405.1 ~ EPA-NERL . Biochemical Oxygen Demand |  | https://www.nemi.gov/methods/method_summary/5326/ | 9/7/2023 5:37:19 PM
1974 | 410.1 | Mid-Level Chemical Oxygen Demand | USEPA | 410.1 ~ EPA-NERL . Chemical Oxygen Demand by Titrimetry |  | https://www.nemi.gov/methods/method_summary/5261/ | 9/7/2023 5:37:19 PM
1975 | 410.2 | Low Level Chemical Oxygen Demand | USEPA | 410.2 ~ EPA-NERL . Chemical Oxygen Demand by Titrimetry |  | https://www.nemi.gov/methods/method_summary/5262/ | 9/7/2023 5:37:19 PM
1976 | 410.3 | Chemical Oxygen Demand in Saline Waters | USEPA | 410.3 ~ EPA-NERL . Chemical Oxygen Demand in Saline Waters by Titrimetry |  | https://www.nemi.gov/methods/method_summary/5263/ | 9/7/2023 5:37:19 PM
1977 | 410.4 | 410.4 ~ EPA; Chemical Oxygen Demand by Colorimetry | USEPA | 410.4 ~ EPA-ORD / EPA-OST . Chemical oxygen demand in water by colorimetry |  | https://www.nemi.gov/methods/method_summary/9627/ | 9/7/2023 5:37:19 PM
100380 | 410.4 | 410.4 ~ EPA; Chemical oxygen demand in water by colorimetry | USEPA Rev 2.0 |  |  | https://www.nemi.gov/methods/method_summary/9627/ | 4/29/2022 6:25:58 AM
1978 | 410_M(A) | 410 M A ~ Chemical Oxygen Demand by Colorimetry | USEPA |  |  |  | 6/26/2019 4:12:48 PM
1979 | 410_M(B) | 410 M B ~ Chemical Oxygen Demand by Titration | USEPA |  |  |  | 6/26/2019 4:12:48 PM
100479 | 4102 | Detection of Anatoxin-a(s) in Environmental Samples of Cyanobacteria by Using a Biosensor with Engineered Acetylcholines | ASM | https://aem.asm.org/content/aem/68/8/4102.full.pdf https://aem.asm.org/content/68/8/4102 |  |  | 3/21/2019 5:15:45 PM
326 | 4110-B | 4110 B ~ Anions in Water by Ion Chromatography | APHA | 4110B ~ Standard Methods . Anions in Water by Ion Chromatography |  | https://www.nemi.gov/methods/method_summary/7428/ | 9/7/2023 5:37:17 PM
327 | 4110-C | 4110 C ~ Single Column Ion Chromatography | APHA | 4110C ~ Standard Methods . Anions in Water by Ion Chromatography |  | https://www.nemi.gov/methods/method_summary/5705/ | 9/7/2023 5:37:17 PM
100641 | 4110B***retired*** 4110-B | DO NOT USE***4110 B ~ Anions in Water by Ion Chromatography | APHA | DO NOT USE ~ | duplicate records |  | 11/18/2024 5:21:34 PM
100642 | 4110C***retired*** 4110-C | DO NOT USE***4110 C ~ Anions in Water by Ion Chromatography | APHA | DO NOT USE ~ | duplicate records |  | 11/18/2024 5:21:34 PM
4628 | 4110D | 4110D ~ Anions in Water by Ion Chromatography | APHA | 4110D ~ Standard Methods . Anions in Water by Ion Chromatography |  | https://www.nemi.gov/methods/method_summary/5706/ | 9/7/2023 5:37:19 PM
1980 | 413.1 | Total Recoverable Oil and Grease | USEPA |  |  |  | 8/12/2006 11:50:00 PM
1981 | 413.2 | Total Recoverable Oil and Grease by IR | USEPA |  |  |  | 8/12/2006 11:50:00 PM
1982 | 415.1 | Total Organic Carbon by Combustion | USEPA | 415.1 ~ EPA-NERL . Total Organic Carbon |  | https://www.nemi.gov/methods/method_summary/5403/ | 9/7/2023 5:37:19 PM
1983 | 415.2 | Low Level Total Organic Carbon in Water | USEPA |  |  |  | 8/12/2006 11:50:00 PM
1984 | 415.2_M | 415.2 M ~ Total Organic Carbon in Water | USEPA |  |  |  | 6/26/2019 4:12:48 PM
10014 | 415.3 | Determination of Total Organic Carbon and Specific UV Absorbance at 254 nm in Source Water and Drinking Water | USEPA | 415.3 ~ EPA-NERL . Dissolved and Total Organic Carbon and UV Absorbance at 254 nm in Source Water and Drinking Water |  | https://www.nemi.gov/methods/method_summary/7228/ | 9/7/2023 5:37:21 PM
1985 | 418.1 | Total Recoverable Petroleum Hydrocarbons | USEPA |  |  |  | 8/12/2006 11:50:00 PM
1986 | 420.1 | Total Recoverable Phenolics in Water | USEPA | 420.1 ~ EPA-NERL . Phenols by Spectrophotometry |  | https://www.nemi.gov/methods/method_summary/5264/ | 9/7/2023 5:37:19 PM
1987 | 420.2 | Total Recoverable Phenolics in Water | USEPA | 420.2 ~ EPA-NERL . Phenolics by Automated Colorimetry |  | https://www.nemi.gov/methods/method_summary/5265/ | 9/7/2023 5:37:19 PM
1988 | 420.3 | Total Recoverable Phenolics in Water | USEPA |  |  |  | 8/12/2006 11:50:00 PM
1989 | 420.4 | Total Recoverable Phenolics in Water | USEPA | 420.4 ~ EPA-ORD / EPA-OST . Total recoverable phenolics in water by semi-automated colorimetry |  | https://www.nemi.gov/methods/method_summary/9630/ | 9/7/2023 5:37:19 PM
1990 | 425.1 | Methylene Blue Active Substances | USEPA | 425.1 ~ EPA-NERL . Surfactants by Colorimetry |  | https://www.nemi.gov/methods/method_summary/5266/ | 9/7/2023 5:37:19 PM
1991 | 430.1 | NTA by Manual Colorimetric Determination | USEPA |  |  |  | 8/12/2006 11:50:00 PM
1992 | 430.2 | NTA by Automated Colorimetric Analysis | USEPA |  |  |  | 8/12/2006 11:50:00 PM
1993 | 440(S) | 440 S ~ Determination of Carbon and Nitrogen | USEPA | in Sediment |  |  | 6/26/2019 4:12:48 PM
1994 | 440(W) | 440 W ~ Determination of Carbon and Nitrogen | USEPA | in Water |  |  | 6/26/2019 4:12:48 PM
100544 | 440.0 | 440.0 ~ EPA; Elemental C and N by Combustion and Thermal Conductivity | USEPA | 440 ~ EPA-NERL . Elemental C and N by Combustion and Thermal Conductivity |  | https://www.nemi.gov/methods/method_summary/4657/ | 9/7/2023 5:37:21 PM
100551 | 440.0 | 440.0 ~ EPA; Revision 1.4, September 1997, Elemental C and N by Combustion and Thermal Conductivity | USEPA Rev 1.4 | Determination of Carbon and Nitrogen in Sediments and Particulates of Estuarine/Coastal Waters Using Elemental Analysis |  | https://www.nemi.gov/methods/method_summary/4657/ | 3/10/2021 4:16:25 PM
100552 | 445.0 | 445.0 ~ EPA; Revision 1.2, September 1997, In Vitro Determination of Chlorophyll a and Pheophytin a in Marine and Freshwater Algae by Fluorescence | USEPA Rev 1.2 | In Vitro Determination of Chlorophyll a and Pheophytin a in Marine and Freshwater Algae by Fluorescence |  | https://www.nemi.gov/methods/method_summary/7222/ | 3/10/2021 4:16:25 PM
100542 | 445.0 | 445.0 ~ EPA; Chlorophyll and Pheophytin in Algae by Fluorescence | USEPA | 445 ~ EPA-NERL . Chlorophyll and Pheophytin in Algae by Fluorescence |  | https://www.nemi.gov/methods/method_summary/7222/ | 9/7/2023 5:37:21 PM
3163 | 446.0 | 446.0 ~ EPA; Chlorophylls and Pheopigments in Phytoplankton by Spectrophotometry | USEPA | 446 ~ EPA-NERL . Chlorophylls and Pheopigments in Phytoplankton by Spectrophotometry |  | https://www.nemi.gov/methods/method_summary/7224/ | 9/7/2023 5:37:19 PM
3182 | 447.0 | 447.0 ~ EPA; Chlorophyll a and b in phytoplankton by HPLC/UV | USEPA | 447 ~ EPA-NERL . Chlorophyll a and b in phytoplankton by HPLC/UV |  | https://www.nemi.gov/methods/method_summary/7223/ | 9/7/2023 5:37:19 PM
1996 | 450.1 | Total Organic Halide | USEPA |  |  |  | 8/12/2006 11:50:00 PM
100643 | 4500-B B***retired*** 4500-B-B | DO NOT USE***4500 B B ~ Boron by Curcumin Method | APHA | DO NOT USE ~ | duplicate records |  | 11/18/2024 5:21:34 PM
328 | 4500-B-B | 4500 B B ~ Boron in Water by Spectrophotometry- Curcumin Method | APHA | 4500-B B ~ Standard Methods . Boron by Curcumin Method |  | https://www.nemi.gov/methods/method_summary/7414/ | 9/7/2023 5:37:17 PM
329 | 4500-B-C | 4500 B C ~ Boron in Water by Spectrophotometry- Carmine Method | APHA |  |  |  | 6/26/2019 4:12:44 PM
330 | 4500-B-D | 4500 B D ~ Boron in Water by ICP | APHA |  |  |  | 6/26/2019 4:12:44 PM
331 | 4500-BR(B) | 4500 BR B ~ Bromide in Water by Spectrophotometry | APHA |  |  |  | 6/26/2019 4:12:44 PM
332 | 4500-BR(C) | 4500 BR C ~ Bromide in Water by Ion Chromatography | APHA |  |  |  | 6/26/2019 4:12:44 PM
100535 | 4500-BR(D) | 4500 BR D ~ Bromide in Water by Flow Injection Analysis (FIA) | APHA | https://www.chem.uci.edu/~unicorn/M3LC/handouts/Week8and9/Bromide3.pdf |  |  | 9/11/2020 5:22:15 PM
100649 | 4500-Cl D***retired**/ 4500-CL(D) | DO NOT USE***4500 CL D ~ Chlorine by Amperometry | APHA | DO NOT USE ~ | duplicates |  | 11/18/2024 5:21:34 PM
100650 | 4500-Cl G***retired**/ 4500-CL-(G) | DO NOT USE***4500 CL G ~ Chlorine by DPD | APHA | DO NOT USE ~ | duplicates |  | 11/18/2024 5:21:34 PM
333 | 4500-CL(B)***retired*** 4500-CL-(B) | DO NOT USE***4500 CL B ~ Residual Chlorine in Water by Titration- Iodometric Method I | APHA | DO NOT USE ~ 4500-Cl- B ~ Standard Methods . Chloride by Argentometric Method | duplicate records | https://www.nemi.gov/methods/method_summary/7429/ | 11/18/2024 5:21:34 PM
335 | 4500-CL(C)***retired*** 4500-CL-(C) | DO NOT USE***4500 CL C ~ Residual Chlorine in Water by Titration- Iodometric Method II | APHA | DO NOT USE ~ 4500-Cl- C ~ Standard Methods . Chloride by Mercuric Nitrate Method | duplicate records | https://www.nemi.gov/methods/method_summary/9721/ | 11/18/2024 5:21:34 PM
337 | 4500-CL(D) | 4500 CL D ~ Residual CHLORINE in Water by Titration- Amperometric Method | APHA | 4500-Cl- D ~ Standard Methods . Chloride by Potentiometric Method | DATA | https://www.nemi.gov/methods/method_summary/7430/ | 3/19/2025 4:57:13 PM
339 | 4500-CL(E)***retired*** 4500-CL-(E) | DO NOT USE***4500 CL E ~ Residual Chlorine in Water by Titration- Low-Level Amperometric Method, 4500-CL-(E) | APHA | DO NOT USE ~ 4500-Cl- E ~ Standard Methods . Chloride by Automated Ferricyanide Method | duplicate records | https://www.nemi.gov/methods/method_summary/9720/ | 11/18/2024 5:21:34 PM
341 | 4500-CL(F)***retired*** 4500-CL-(F) | DO NOT USE***4500 CL F ~ Residual Chlorine in Water by Titration- DPD Ferrous Method | APHA | DO NOT USE ~ 4500-Cl F ~ Standard Methods . Chlorine by DPD Ferrous Titrimetric Method | duplicate records | https://www.nemi.gov/methods/method_summary/9722/ | 11/18/2024 5:21:34 PM
343 | 4500-CL(G)***retired*** 4500-CL-(G) | DO NOT USE***4500 CL G ~ Residual Chlorine by Colorimetry- DPD Colorimetric Method, 4500-CL-(G) | APHA | DO NOT USE ~ 4500-Cl G ~ Standard Methods . Chlorine by DPD | duplicate records | https://www.nemi.gov/methods/method_summary/7431/ | 11/18/2024 5:21:34 PM
344 | 4500-CL(H) | 4500 CL H ~ Residual Chlorine by FACTS- Syringaldazine Method | APHA | 4500-Cl H ~ Standard Methods . Chlorine by Syringaldazine |  | https://www.nemi.gov/methods/method_summary/7432/ | 9/7/2023 5:37:17 PM
345 | 4500-CL(I) | 4500 CL I ~ Residual Chlorine by Iodometirc Electrode Technique | APHA | 4500-Cl I ~ Standard Methods . Chlorine by Iodometric Electrode |  | https://www.nemi.gov/methods/method_summary/9882/ | 9/7/2023 5:37:18 PM
100651 | 4500-Cl- B***retired**/ 4500-CL-(B) | DO NOT USE***4500 CL B ~ Chloride by Argentometric Method | APHA | DO NOT USE ~ | duplicates |  | 11/18/2024 5:21:34 PM
100652 | 4500-Cl- C***retired**/ 4500-CL-(C) | DO NOT USE***4500 CL C ~ | APHA | DO NOT USE ~ 4500-Cl - C***retired*** 4500-CL-(C) | duplicates | https://www.nemi.gov/methods/method_summary/7435/ | 11/18/2024 5:21:34 PM
100653 | 4500-Cl- D***retired*// 4500-CL(D) | DO NOT USE***4500 Cl D ~ | APHA | DO NOT USE ~ 4500-Cl - D***retired*** 4500-CL(D) | duplicates | https://www.nemi.gov/methods/method_summary/7410/ | 11/18/2024 5:21:34 PM
100654 | 4500-Cl- E***retired**/ 4500-CL-(E) | DO NOT USE***4500 CL E ~ Chloride by Automated Ferricyanide Method, 4500-CL-(E) | APHA | DO NOT USE ~ | duplicates |  | 11/18/2024 5:21:34 PM
334 | 4500-CL-(B) | 4500 CL B ~ Chloride in Water by Titration- Argentometric Method | APHA | 4500-Cl- B ~ Standard Methods . Chloride by Argentometric Method | DATA | https://www.nemi.gov/methods/method_summary/7406/ | 3/19/2025 4:57:13 PM
336 | 4500-CL-(C) | 4500 CL C ~ Chloride in Water by Titration- Mercuric Nitrate Method | APHA | 4500-Cl- C ~ Standard Methods . Chloride by Mercuric Nitrate Method | DATA | https://www.nemi.gov/methods/method_summary/7407/ | 3/19/2025 4:57:13 PM
338 | 4500-CL-(D)***retired*** 4500-CL(D) | DO NOT USE***4500 CL D ~ Chloride in Water by Potentiometry | APHA | DO NOT USE ~ 4500-Cl- D ~ Standard Methods . Chloride by Potentiometric Method | duplicate records | https://www.nemi.gov/methods/method_summary/9717/ | 11/18/2024 5:21:34 PM
340 | 4500-CL-(E) | 4500 CL E ~ Chloride in Water by Colorimetry- Automated Ferricyanide Method | APHA | 4500-Cl- E ~ Standard Methods . Chloride by Automated Ferricyanide Method | DATA | https://www.nemi.gov/methods/method_summary/7408/ | 3/19/2025 4:57:14 PM
342 | 4500-CL-(F) | 4500 CL F ~ Chloride in Water by Ion Chromatography | APHA | 4500-Cl F ~ Standard Methods . Chlorine by DPD Ferrous Titrimetric Method | DATA | https://www.nemi.gov/methods/method_summary/9722/ | 9/7/2023 5:37:17 PM
3183 | 4500-CL-(G) | 4500 CL G or 4500CL-(G) ~ CHLORINE by DPD Colorimetric Method | APHA | 4500-Cl G or 4500-CL(G) ~ Standard Methods . Chlorine by DPD Colorimetric Method | DATA | https://www.nemi.gov/methods/method_summary/7431/ | 3/19/2025 4:57:14 PM
346 | 4500-CLO(B) | 4500 CLO B ~ Chlorine Dioxide in Water by Titration- Iodometric Method | APHA |  |  |  | 6/26/2019 4:12:44 PM
347 | 4500-CLO(C) | 4500 CLO C ~ Chlorine Dioxide in Water by Titration- Amperometric Method I | APHA |  |  |  | 6/26/2019 4:12:44 PM
348 | 4500-CLO(D) | 4500 CLO D ~ Chlorine Dioxide in Water by Colorimetry- DPD Method | APHA |  |  |  | 6/26/2019 4:12:44 PM
349 | 4500-CLO(E) | 4500 CLO E ~ Chlorine Dioxide in Water by Titration- Amperometric Method II | APHA |  |  |  | 6/26/2019 4:12:44 PM
4629 | 4500-CLO2 C | 4500 CLO2 C ~ Chlorine Dioxide by Amperometry | APHA | 4500-ClO2 C ~ Standard Methods . Chlorine Dioxide by Amperometry |  | https://www.nemi.gov/methods/method_summary/9890/ | 9/7/2023 5:37:19 PM
4630 | 4500-CLO2 E | 4500 CLO2 E ~ Chlorine by Amperometry | APHA | 4500-ClO2 E ~ Standard Methods . Chlorine by Amperometry |  | https://www.nemi.gov/methods/method_summary/9884/ | 9/7/2023 5:37:19 PM
100644 | 4500-CN C***retired*** 4500-CN(C) | DO NOT USE***4500 CN C ~ Cyanide: Preliminary Treatment of samples | APHA | DO NOT USE ~ | duplicate records |  | 11/18/2024 5:21:34 PM
350 | 4500-CN(C) | 4500 CN C ~ Cyanide in Water after Distillation | APHA | 4500-CN C ~ Standard Methods . Total Cyanide in Water after Distillation |  | https://www.nemi.gov/methods/method_summary/9736/ | 9/7/2023 5:37:18 PM
351 | 4500-CN(D) | 4500 CN D ~ Cyanide in Water by Titration | APHA | 4500-CN-D ~ Standard Methods . Cyanide by Titration |  | https://www.nemi.gov/methods/method_summary/7423/ | 9/7/2023 5:37:18 PM
100361 | 4500-CN(E) | 4500 CN E ~ Colorimetric Method for Cyanide in Distillate | APHA (1999) | Not current version URL: https://www.nemi.gov/methods/method_summary/5708/ |  |  | 6/26/2019 4:12:53 PM
352 | 4500-CN(E)***retired*** 4500-CN-E | DO NOT USE***4500 CN E ~ Cyanide in Water by Colorimetry, 4500-CN-E | APHA | DO NOT USE ~ 4500-CN-E ~ Standard Methods . Colorimetric Method for Cyanide in Distillate | duplicate records | https://www.nemi.gov/methods/method_summary/5708/ | 11/18/2024 5:21:34 PM
353 | 4500-CN(F) | 4500 CN F ~ Cyanide in Water Using ISE | APHA | 4500-CN-F ~ Standard Methods . Cyanide in Water by Ion Selective Electrode |  | https://www.nemi.gov/methods/method_summary/5707/ | 9/7/2023 5:37:18 PM
354 | 4500-CN(G) | 4500 CN G ~ Cyanides Amenable to Chlorination after Distillation | APHA | 4500-CN-G ~ Standard Methods . Cyanides Amenable to Chlorination |  | https://www.nemi.gov/methods/method_summary/7424/ | 9/7/2023 5:37:18 PM
355 | 4500-CN(H) | 4500 CN H ~ Cyanides Amenable to Chlorination without Distallation | APHA |  |  |  | 6/26/2019 4:12:44 PM
356 | 4500-CN(I) | 4500 CN I ~ Weak Acid Dissociable Cyanide in Water | APHA |  |  |  | 6/26/2019 4:12:44 PM
357 | 4500-CN(J) | 4500 CN J ~ Cyanogen Chloride in Water | APHA |  |  |  | 6/26/2019 4:12:44 PM
358 | 4500-CN(K) | 4500 CN K ~ Spot Test for Cyanides for Screening | APHA |  |  |  | 6/26/2019 4:12:44 PM
359 | 4500-CN(L) | 4500 CN L ~ Cyanates in Waste Using an ISE | APHA |  |  |  | 6/26/2019 4:12:44 PM
360 | 4500-CN(M) | 4500 CN M ~ Thiocyanate in Water | APHA |  |  |  | 6/26/2019 4:12:44 PM
100645 | 4500-CN- B***retired*** 4500-CN-B | DO NOT USE***4500 CN B ~ Cyanide: Preliminary Treatment of samples | APHA | DO NOT USE ~ | duplicate records |  | 11/18/2024 5:21:34 PM
4631 | 4500-CN-B | 4500 CN B ~ Cyanide: Preliminary Treatment of samples | APHA | 4500-CN- B ~ Standard Methods . Cyanide: Preliminary Treatment of samples |  | https://www.nemi.gov/methods/method_summary/9889/ | 9/7/2023 5:37:19 PM
100646 | 4500-CN-D***retired*** 4500-CN(D) | DO NOT USE***4500 CN D ~ Cyanide by Titration | APHA | DO NOT USE ~ | duplicate records |  | 11/18/2024 5:21:34 PM
100647 | 4500-CN-E | 4500 CN E ~ Colorimetric Method for Cyanide in Distillate | APHA |  | DATA |  | 4/29/2022 6:25:58 AM
100648 | 4500-CN-F***retired*** 4500-CN(F) | DO NOT USE***4500 CN F ~ Cyanide in Water by Ion Selective Electrode | APHA | DO NOT USE ~ | duplicate records |  | 11/18/2024 5:21:34 PM
361 | 4500-CO2(B) | 4500 CO2 B ~ Carbon Dioxide in Water by Nomography | APHA |  |  |  | 6/26/2019 4:12:44 PM
362 | 4500-CO2(C) | 4500 CO2 C ~ Carbon Dioxide in Water by Titration | APHA |  |  |  | 6/26/2019 4:12:44 PM
101371 | 4500-CO2(D) | Carbon Dioxide | APHA | 250-mL amber glass |  | https://www.eurofinsus.com/media/161380/preservation_holding_time.pdf | 3/26/2026 8:24:16 AM
100655 | 4500-F- B***retired*** 4500-F-B | DO NOT USE***4500 F B ~ Fluoride by Complexone | APHA | DO NOT USE ~ | duplicate records |  | 11/18/2024 5:21:34 PM
100656 | 4500-F- E***retired*** 4500-F-E | DO NOT USE***4500 F E ~ Fluoride by Complexone | APHA | DO NOT USE ~ | duplicate records |  | 11/18/2024 5:21:34 PM
363 | 4500-F-B | 4500 F B ~ Preliminary Distillation of Fluoride | APHA | 4500-F- B ~ Standard Methods . Fluoride in Water, Preliminary Distillation Step |  | https://www.nemi.gov/methods/method_summary/9740/ | 9/7/2023 5:37:18 PM
364 | 4500-F-C | 4500 F C ~ Fluoride in Water Using an ISE | APHA | 4500-F-C ~ Standard Methods . Ion-Selective Electrode Method |  | https://www.nemi.gov/methods/method_summary/5709/ | 9/7/2023 5:37:18 PM
365 | 4500-F-D | 4500 F D ~ Fluoride in Water by Spectrophotometry | APHA | 4500-F-D ~ Standard Methods . Fluoride in Water by Spectroscopy |  | https://www.nemi.gov/methods/method_summary/5710/ | 9/7/2023 5:37:18 PM
366 | 4500-F-E | 4500 F E ~ Fluoride in Water by Colorimetry | APHA | 4500-F- E ~ Standard Methods . Fluoride by Complexone |  | https://www.nemi.gov/methods/method_summary/7422/ | 9/7/2023 5:37:18 PM
367 | 4500-F-F | 4500 F F ~ Fluoride in Water by Ion Chromatography | APHA |  |  |  | 6/26/2019 4:12:44 PM
368 | 4500-H | 4500 H ~ pH in Water | APHA |  |  |  | 6/26/2019 4:12:44 PM
3048 | 4500-H+B | 4500 H+B ~ pH in Water by Potentiometry, pH Value in Water by Potentiometry Using a Standard Hydrogen Electrode | APHA | 4500-H+B ~ Standard Methods . pH in Water by Potentiometry |  | https://www.nemi.gov/methods/method_summary/4707/ | 9/7/2023 5:37:19 PM
369 | 4500-I-(B)***retired*** 4500-I-B | DO NOT USE***4500 I B ~ Iodide in Water by Spectrophotometry- Leuco Crystal Violet Method | APHA | DO NOT USE ~ | duplicate records |  | 11/18/2024 5:21:34 PM
370 | 4500-I-(C)***retired*** 4500-I-C | DO NOT USE***4500 I C ~ Iodide in Water by Spectrophotometry- Catalytic Reduction Method | APHA | DO NOT USE ~ | duplicate records |  | 11/18/2024 5:21:34 PM
371 | 4500-I-B | 4500 I B ~ Iodine in Water by Spectrophotometry | APHA |  |  |  | 7/6/2021 4:15:51 PM
372 | 4500-I-C | 4500 I C ~ Iodine in Water by Titration | APHA |  |  |  | 7/6/2021 4:15:51 PM
4632 | 4500-KMNO4 | 4500 KMNO4 ~ Potassium Permanganate in Water by Spectrophotometry | APHA | 4500-KMnO4 ~ Standard Methods . Potassium Permanganate in Water by Spectrophotometry |  | https://www.nemi.gov/methods/method_summary/5711/ | 9/7/2023 5:37:19 PM
100003 | 4500-N | 4500 N ~ 4500-N Nitrogen | APHA | https://www.standardmethods.org/store/ProductView.cfm?ProductID=189 |  |  | 6/26/2019 4:12:53 PM
100004 | 4500-N D | 4500 N D ~ Conductimetric Determination of Inorganic Nitrogen | APHA | http://www.standardmethods.org/store/ProductView.cfm?ProductID=191 |  |  | 6/26/2019 4:12:53 PM
4642 | 4500-N(ORG) C | 4500 N ORG C ~ Organic Nitrogen/Semi-Micro-Kjeldahl | APHA | 4500-N(Org) C ~ Standard Methods . Organic Nitrogen/Semi-Micro-Kjeldahl |  | https://www.nemi.gov/methods/method_summary/9893/ | 9/7/2023 5:37:19 PM
3168 | 4500-N-B | 4500 N B ~ In-Line UV/Persulfate Digestion and Oxidation and Flow Injection Analysis | APHA_SM21ED |  |  |  | 6/26/2019 4:12:51 PM
3148 | 4500-N-C | 4500 N C ~ Persulfate Method for Total Nitrogen | APHA_SM20ED |  |  |  | 7/6/2021 4:15:51 PM
3040 | 4500-N-C | 4500 N C ~ Persufate Method for Total Nitrogen | APHA |  |  |  | 7/6/2021 4:15:51 PM
100657 | 4500-NH3 B***retired*** 4500-NH3 B | DO NOT USE***4500 NH3 B ~ Ammonia: Preliminary Distillation Step | APHA | DO NOT USE ~ | duplicate records |  | 11/18/2024 5:21:34 PM
100658 | 4500-NH3 C***retired**/ 4500-NH3 C | DO NOT USE***4500 NH3 C ~ Ammonia: Preliminary Distillation Step, 4500-NH3 C | APHA | DO NOT USE ~ | duplicates |  | 11/18/2024 5:21:34 PM
100659 | 4500-NH3 D***retired**/ 4500-NH3 D | DO NOT USE***4500 NH3 D ~ Ammonia: Preliminary Distillation Step, 4500-NH3 D | APHA | DO NOT USE ~ | duplicates |  | 11/18/2024 5:21:34 PM
100660 | 4500-NH3 E***retired**/ 4500-NH3 E | DO NOT USE***4500 NH3 E ~ Ammonia: Preliminary Distillation Step | APHA | DO NOT USE ~ | duplicates |  | 11/18/2024 5:21:34 PM
100661 | 4500-NH3 G***retired**/4500-NH3(G) | DO NOT USE***4500 NH3 G ~ , 4500-NH3(G) | APHA | DO NOT USE ~ 4500-NH3 G***retired***4500-NH3(G) | duplicates | https://www.nemi.gov/methods/method_summary/7438/ | 11/18/2024 5:21:34 PM
100662 | 4500-NH3 H***retired**/ 4500-NH3 H | DO NOT USE***4500 NH3 H ~ | APHA | DO NOT USE ~ 4500-NH3 H***retired*** 4500-NH3 H | duplicates | https://www.nemi.gov/methods/method_summary/7409/ | 11/18/2024 5:21:34 PM
4634 | 4500-NH3 B | 4500 NH3 B ~ Ammonia by Titration | APHA | 4500-NH3 B ~ Standard Methods . Ammonia by Titration |  | https://www.nemi.gov/methods/method_summary/9696/ | 9/7/2023 5:37:19 PM
4633 | 4500-NH3 B PRE | 4500 NH3 B PRE ~ Ammonia: Preliminary Distillation Step | APHA | 4500-NH3 B ~ Standard Methods . Ammonia: Preliminary Distillation Step |  | https://www.nemi.gov/methods/method_summary/9887/ | 9/7/2023 5:37:19 PM
4635 | 4500-NH3 C | 4500 NH3 C ~ Ammonia by Titration | APHA | 4500-NH3 C ~ Standard Methods . Ammonia by Titration | DATA | https://www.nemi.gov/methods/method_summary/7409/ | 9/7/2023 5:37:19 PM
100924 | 4500-NH3 C***.retired***4500-NH3 C | DO NOT USE***4500-NH3 C ~ APHA; Ammonia by Titration | APHA | DO NOT USE ~ Ammonia is titrated with standard sulfiuric acid using a mixed indicator of methyl red and methylene blue. |  | https://www.nemi.gov/methods/method_summary/7409/ | 11/18/2024 5:21:35 PM
4636 | 4500-NH3 D | 4500 NH3 D ~ Ammonia by Selective Electrode | APHA | 4500-NH3 D ~ Standard Methods . Ammonia by Selective Electrode | DATA | https://www.nemi.gov/methods/method_summary/7438/ | 9/7/2023 5:37:19 PM
100925 | 4500-NH3 D***.retired***4500-NH3 D | DO NOT USE***4500-NH3 D ~ APHA; Ammonia by Selective Electrode | APHA | DO NOT USE ~ The ammonia-selective electrode uses a hydrophobic gas-permeable membrane to separate the sample solution from an electrode internal solution of ammonium chloride. |  | https://www.nemi.gov/methods/method_summary/7438/ | 11/18/2024 5:21:35 PM
4637 | 4500-NH3 E | 4500 NH3 E ~ Ammonia by Selective Electrode Methods Using Known Addition | APHA | 4500-NH3 E ~ Standard Methods . Ammonia by Selective Electrode Methods Using Known Addition | DATA | https://www.nemi.gov/methods/method_summary/7435/ | 9/7/2023 5:37:19 PM
100926 | 4500-NH3 E***.retired***4500-NH3 E | DO NOT USE***4500-NH3 E ~ APHA; Ammonia by Selective Electrode Methods Using Known Addition | APHA | DO NOT USE ~ This method is applicable to the measurement of 0.03 to 1400 mg NH3-N/L in potable and surface waters and domestic and industrial wastes. High concentrations of dissolved ions affect the measurement, but color and turbidity do not. Sample distillation is unnecessary. |  | https://www.nemi.gov/methods/method_summary/7435/ | 11/18/2024 5:21:35 PM
100927 | 4500-NH3 G***.retired***4500-NH3(G) | DO NOT USE***4500-NH3 G ~ APHA; Ammonia by Automated Phenate | APHA | DO NOT USE ~ Alkaline phenol and hypochlorite react with ammonia to form indophenol blue that is proportional to the ammonia concentration. The blue color formed is intensified with sodium nitroprusside. |  | https://www.nemi.gov/methods/method_summary/7410/ | 11/18/2024 5:21:35 PM
4638 | 4500-NH3 G***retired*** 4500-NH3(G) | DO NOT USE***4500 NH3 G ~ Ammonia by Automated Phenate | APHA | DO NOT USE ~ 4500-NH3 G ~ Standard Methods . Ammonia by Automated Phenate | duplicate records | https://www.nemi.gov/methods/method_summary/7410/ | 11/18/2024 5:21:34 PM
4639 | 4500-NH3 H | 4500 NH3 H ~ Ammonia by Flow Injection Analysis | APHA | 4500-NH3 H ~ Standard Methods . Ammonia by Flow Injection Analysis | DATA | https://www.nemi.gov/methods/method_summary/9697/ | 9/7/2023 5:37:19 PM
373 | 4500-NH3(C)***retired*** 4500-NH3 C | DO NOT USE***4500 NH3 C ~ Ammonia in Water by Titrimetric Method | APHA | DO NOT USE ~ https://www.nemi.gov/methods/method_summary/7409/ | duplicate records |  | 11/18/2024 5:21:34 PM
374 | 4500-NH3(D)***retired*** 4500-NH3 D | DO NOT USE***4500 NH3 D ~ Ammonia in Water by Selective Electrode Method | APHA | DO NOT USE ~ https://www.nemi.gov/methods/method_summary/7438/ | duplicate records |  | 11/18/2024 5:21:34 PM
375 | 4500-NH3(E)***retired*** 4500-NH3 E | DO NOT USE***4500 NH3 E ~ Ammonia in Water by Selective Electrode Method (Known Addition) | APHA | DO NOT USE ~ https://www.nemi.gov/methods/method_summary/7435/ | duplicate records |  | 11/18/2024 5:21:34 PM
376 | 4500-NH3(F) | 4500 NH3 F ~ Ammonia in Water Using Phenate Method | APHA |  |  |  | 6/26/2019 4:12:44 PM
377 | 4500-NH3(G) | 4500 NH3 G ~ Ammonia in Water Using Automated Phenate Method, Ammonia by Automated Phenate | APHA | Alkaline phenol and hypochlorite react with ammonia to form indophenol blue that is proportional to the ammonia concentration. The blue color formed is intensified with sodium nitroprusside. | DATA | https://www.nemi.gov/methods/method_summary/7410/ | 1/17/2024 5:55:47 PM
3020 | 4500-NH3(H)***retired*** 4500-NH3 H | DO NOT USE***4500 NH3 H ~ Ammonia in Water - Flow Injection Analysis | APHA | DO NOT USE ~ https://www.nemi.gov/methods/method_summary/9697/ | duplicate records |  | 11/18/2024 5:21:34 PM
100132 | 4500-NO2 | 4500 NO2 ~ APHA Method 4500-NO2: Standard Methods for the Examination of Water and Wastewater | APHA |  | 4500-NO2 |  | 6/26/2019 4:12:53 PM
100663 | 4500-NO2 - B***retired**4500-NO2(B) | DO NOT USE***4500 NO2 B ~ Nitrite by Colorimetry | APHA | DO NOT USE ~ | duplicate records |  | 11/18/2024 5:21:34 PM
378 | 4500-NO2(B) | 4500 NO2 B ~ Nitrite in Water by Colorimetry | APHA | 4500-NO2- B ~ Standard Methods . Nitrite by Colorimetry |  | https://www.nemi.gov/methods/method_summary/7415/ | 9/7/2023 5:37:18 PM
379 | 4500-NO2(C) | 4500 NO2 C ~ Nitrite in Water by Ion Chromatography | APHA |  |  |  | 6/26/2019 4:12:44 PM
100133 | 4500-NO3 | 4500 NO3 ~ APHA Method 4500-NO3: Standard Methods for the Examination of Water and Wastewater | APHA |  | 4500-NO3 |  | 6/26/2019 4:12:53 PM
100664 | 4500-NO3 D***retired**/ 4500-NO3 D | DO NOT USE***4500 NO3 D ~ Nitrate Electrode Method | APHA | DO NOT USE ~ | duplicates |  | 11/18/2024 5:21:34 PM
100665 | 4500-NO3 - F***retired* 4500-NO3(F) | DO NOT USE***4500 NO3 F ~ Nitrate Electrode Method | APHA | DO NOT USE ~ |  |  | 11/18/2024 5:21:34 PM
100666 | 4500-NO3 - H***retired* 4500-NO3(H) | DO NOT USE***4500 NO3 H ~ Nitrate Electrode Method | APHA | DO NOT USE ~ 4500-NO3- H ~ Standard Methods . Nitrate by Automated Hydrazine Reduction | DATA |  | 11/18/2024 5:21:34 PM
4640 | 4500-NO3 D | 4500 NO3 D ~ Nitrogen (Nitrate) in Water by Nitrate Electrode Method | APHA | 4500-NO3 D ~ Standard Methods . Nitrogen (Nitrate) in Water by Nitrate Electrode Method | DATA | https://www.nemi.gov/methods/method_summary/9808/ | 9/7/2023 5:37:19 PM
380 | 4500-NO3(B) | 4500 NO3 B ~ Nitrate in Water by Ultraviolet Spectrophotometry | APHA |  |  |  | 6/26/2019 4:12:44 PM
381 | 4500-NO3(C) | 4500 NO3 C ~ Nitrate in Water by Ion Chromatography | APHA |  |  |  | 6/26/2019 4:12:44 PM
382 | 4500-NO3(D)***retired*** 4500-NO3 D | DO NOT USE***4500 NO3 D ~ Nitrate in Water Using an ISE, 4500-NO3 D | APHA | DO NOT USE ~ 4500-NO3- D ~ Standard Methods . Nitrate Electrode Method | duplicate records | https://www.nemi.gov/methods/method_summary/9888/ | 11/18/2024 5:21:34 PM
383 | 4500-NO3(E) | 4500 NO3 E ~ Nitrate in Water- Cadmium Reduction | APHA | 4500-NO3- E ~ Standard Methods . Nitrate in Water After Cadmium Reduction |  | https://www.nemi.gov/methods/method_summary/4708/ | 9/7/2023 5:37:18 PM
384 | 4500-NO3(F) | 4500 NO3 F ~ Nitrate in Water- Automated Cadmium Reduction | APHA | 4500-NO3- F ~ Standard Methods . Nitrate by Automated Cadmium Reduction Method |  | https://www.nemi.gov/methods/method_summary/7416/ | 9/7/2023 5:37:18 PM
385 | 4500-NO3(G) | 4500 NO3 G ~ Nitrate in Water- Titanous Chloride Reduction | APHA |  |  |  | 6/26/2019 4:12:44 PM
386 | 4500-NO3(H) | 4500 NO3 H ~ Nitrate in Water- Automated Hydrazine Reduction | APHA | 4500-NO3- H ~ Standard Methods . Nitrate by Automated Hydrazine Reduction | duplicate records | https://www.nemi.gov/methods/method_summary/7417/ | 9/7/2023 5:37:18 PM
100370 | 4500-NO3(H) | 4500 NO3 H ~ Nitrate by Automated Hydrazine Reduction | APHA (2000) | Not current version URL: https://www.nemi.gov/methods/method_summary/7417/ |  |  | 4/29/2022 6:25:58 AM
3021 | 4500-NO3(I) | 4500 NO3 I ~ Nitrate in Water- Cadmium Reduction Flow Injection | APHA |  |  |  | 6/26/2019 4:12:51 PM
100667 | 4500-NO3- D***retired*// 4500-NO3 D | DO NOT USE***4500 NO3 D ~ Nitrate Electrode Method | APHA | DO NOT USE ~ | duplicates |  | 11/18/2024 5:21:34 PM
100668 | 4500-NO3- E***retired***4500-NO3(E) | DO NOT USE***4500 NO3 E ~ Nitrate in Water After Cadmium Reduction | APHA | DO NOT USE ~ | duplicate records |  | 11/18/2024 5:21:34 PM
387 | 4500-NOR(B) | 4500 NOR B ~ Total Kjeldahl Nitrogen in Water | APHA |  |  |  | 6/26/2019 4:12:44 PM
388 | 4500-NOR(C) | 4500 NOR C ~ Total Kjeldahl Nitrogen in Water | APHA |  |  |  | 6/26/2019 4:12:44 PM
4643 | 4500-NORG C**retired*4500-N(ORG) C | DO NOT USE***4500 NORG C ~ Nitrogen, organic, in Water by Semi-Micro-Kjeldahl Method | APHA | 4500-Norg C ~ Standard Methods . Nitrogen, organic, in Water by Semi-Micro-Kjeldahl Method |  | https://www.nemi.gov/methods/method_summary/9745/ | 11/18/2024 5:21:34 PM
4608 | 4500-NORG D | 4500 NORG D ~ Block Digestion and Flow Injection Analysis | APHA |  |  |  | 6/26/2019 4:12:51 PM
100162 | 4500-NORG E | 4500 NORG E ~ Total Kjeldahl Nitrogen in Water | APHA |  |  |  | 6/26/2019 4:12:53 PM
4641 | 4500-NORGB | 4500 NORGB ~ Nitrogen, organic, in Water by Macro-Kjeldahl | APHA | 4500-NorgB ~ Standard Methods . Nitrogen, organic, in Water by Macro-Kjeldahl |  | https://www.nemi.gov/methods/method_summary/5712/ | 9/7/2023 5:37:19 PM
390 | 4500-O-B | 4500 O B ~ Total Dissolved Oxygen by Titration- Iodometric Method | APHA |  |  |  | 6/26/2019 4:12:44 PM
391 | 4500-O-C | 4500 O C ~ Total Dissolved Oxygen by Titration- Azide Modification | APHA | 4500-O C ~ Standard Methods . Oxygen by Azide Modification |  | https://www.nemi.gov/methods/method_summary/7389/ | 9/7/2023 5:37:18 PM
100371 | 4500-O-C | 4500 O C ~ Oxygen by Azide Modification | APHA (2001) | Not current version URL: https://www.nemi.gov/methods/method_summary/7389/ |  |  | 6/26/2019 4:12:54 PM
392 | 4500-O-D | 4500 O D ~ Total Dissolved Oxygen by Titration- Permanganate Modification | APHA |  |  |  | 6/26/2019 4:12:44 PM
393 | 4500-O-E | 4500 O E ~ Total Dissolved Oxygen by Titration- Alum Flocculation Modification | APHA |  |  |  | 6/26/2019 4:12:44 PM
394 | 4500-O-F | 4500 O F ~ Total Dissolved Oxygen by Titration- Copper/Sulfate-Sulfamic Acid Flocculation Modification | APHA |  |  |  | 6/26/2019 4:12:45 PM
395 | 4500-O-G | 4500 O G ~ Total Dissolved Oxygen by Membrane Electrode Method | APHA | 4500-O G ~ Standard Methods . Oxygen by Membrane Electrode Method |  | https://www.nemi.gov/methods/method_summary/9812/ | 9/7/2023 5:37:18 PM
100905 | 4500-O-G | 4500 O G | APHA_SM22ED | 4500-O G. Membrane Electrode Method |  |  | 4/29/2022 6:25:57 AM
389 | 4500-O3 | 4500 O3 ~ Residual Ozone by Indigo Colorimetric Method | APHA |  |  |  | 6/26/2019 4:12:44 PM
4644 | 4500-O3 B | 4500 O3 B ~ Ozone by Indigo Colorimetric Method | APHA | 4500-O3 B ~ Standard Methods . Ozone by Indigo Colorimetric Method |  | https://www.nemi.gov/methods/method_summary/9892/ | 9/7/2023 5:37:19 PM
100163 | 4500-P | 4500 P ~ Phosphorus in water and wastewater | APHA | https://beta-static.fishersci.com/content/dam/fishersci/en_US/documents/programs/scientific/technical-documents/white-papers/apha-phosphates-standard-methods-white-paper.pdf |  |  | 6/26/2019 4:12:53 PM
4645 | 4500-P B | 4500 P B ~ Phosphorus, sample preparation method | APHA | 4500-P B ~ Standard Methods . Phosphorus, sample preparation method |  | https://www.nemi.gov/methods/method_summary/9815/ | 9/7/2023 5:37:19 PM
100669 | 4500-P E***retired*** 4500-P-E | DO NOT USE***4500 P E ~ Phosphorus by Ascorbic Acid | APHA | DO NOT USE ~ | DATA |  | 11/18/2024 5:21:34 PM
100670 | 4500-P F***retired*** 4500-P-F | DO NOT USE***4500 P F ~ Phosphorus by Automated Ascorbic Acid Reduction | APHA | DO NOT USE ~ | DATA |  | 11/18/2024 5:21:34 PM
396 | 4500-P-C | 4500 P C ~ Phosphorus in Water by Vanadomolybdophosphoric Acid Colorimetry | APHA |  |  |  | 6/26/2019 4:12:45 PM
397 | 4500-P-D | 4500 P D ~ Phosphorus in Water by Stannous Chloride Titration | APHA |  |  |  | 6/26/2019 4:12:45 PM
398 | 4500-P-E | 4500 P E ~ Phosphorus in Water by Colorimetry- Ascorbic Acid Method | APHA | 4500-P E ~ Standard Methods . Phosphorus by Ascorbic Acid | duplicate records | https://www.nemi.gov/methods/method_summary/7436/ | 9/7/2023 5:37:18 PM
100372 | 4500-P-E | 4500 P E ~ Phosphorus by Ascorbic Acid | APHA (1997) | Not current version URL: https://www.nemi.gov/methods/method_summary/7436/ |  |  | 6/26/2019 4:12:54 PM
100373 | 4500-P-E | 4500 P E ~ Phosphorus by Ascorbic Acid | APHA (1999) | Not current version URL: https://www.nemi.gov/methods/method_summary/7436/ |  |  | 6/26/2019 4:12:54 PM
100377 | 4500-P-F | 4500 P F ~ Phosphorus by Automated Ascorbic Acid Reduction | APHA (2011) |  |  | https://www.nemi.gov/methods/method_summary/7420/ | 6/26/2019 4:12:54 PM
399 | 4500-P-F | 4500 P F ~ Phosphorus in Water by Colorimetry Automated Ascorbic Acid Method | APHA | 4500-P F ~ Standard Methods . Phosphorus by Automated Ascorbic Acid Reduction | duplicate records | https://www.nemi.gov/methods/method_summary/7420/ | 9/7/2023 5:37:18 PM
3167 | 4500-P-G | 4500 P G ~ Manual Digestion and Flow Injection Analysis for Orthophosphate | APHA_SM21ED |  |  |  | 6/26/2019 4:12:51 PM
101201 | 4500-P-G | 4500-P-G ~ SM/APHA; Flow Injection Analysis for Orthophosphate | APHA | https://www.standardmethods.org/doi/10.2105/SMWW.2882.093 |  |  | 3/27/2025 4:33:21 PM
3055 | 4500-P-H | 4500 P H ~ Manual Digestion and Flow Injection Analysis for Total Phosphorus | APHA |  |  |  | 6/26/2019 4:12:51 PM
100005 | 4500-P-I | 4500 P I ~ In-line UV/Persulfate Digestion and Flow Injection Analysis for Total Phosphorus | APHA | URL: (page 19 on pdf): http://www.lachatinstruments.com/download/LL022-Rev-7.pdf |  |  | 6/26/2019 4:12:53 PM
3041 | 4500-P-J | 4500 P J ~ Persulfate Method for Simultaneous Determination of Total Nitrogen and Total Phosphorus | APHA |  |  |  | 6/26/2019 4:12:51 PM
4646 | 4500-S-2 E***.retired***4500-S2(E) | DO NOT USE***4500 S-2 E ~ Sulfide in Water Gas Dialysis, Automated Methylene Blue Method | APHA | 4500-S-2 E ~ Standard Methods . Sulfide in Water Gas Dialysis, Automated Methylene Blue Method |  | https://www.nemi.gov/methods/method_summary/9827/ | 11/18/2024 5:21:34 PM
100671 | 4500-S-2 E***retired*** 4500-S2(E) | DO NOT USE***4500 S2 E ~ Sulfide by Methylene Blue | APHA | DO NOT USE ~ | duplicate records |  | 11/18/2024 5:21:34 PM
4647 | 4500-S-2 F***.retired***4500-S2(F) | DO NOT USE***4500 S-2 F ~ Sulfide in Water by Iodometric Method | APHA | 4500-S-2 F ~ Standard Methods . Sulfide in Water by Iodometric Method |  | https://www.nemi.gov/methods/method_summary/9826/ | 11/18/2024 5:21:34 PM
100672 | 4500-S2 F***retired*** 4500-S2(F) | DO NOT USE***4500 S2 F ~ Sulfide by Methylene Blue | APHA | DO NOT USE ~ | duplicate records |  | 11/18/2024 5:21:34 PM
100937 | 4500-S2(D) | Sulfide by Methylene Blue | APHA (2000) | Not current version URL: https://www.nemi.gov/methods/method_summary/7418/ |  |  | 1/2/2023 7:25:50 PM
400 | 4500-S2(D) | 4500 S2 D ~ Sulfide in Water by Spectrophotometry | APHA | 4500-S2- D ~ Standard Methods . Sulfide by Methylene Blue |  | https://www.nemi.gov/methods/method_summary/7418/ | 9/7/2023 5:37:18 PM
401 | 4500-S2(E) | 4500 S2 E ~ Sulfide in Water by Titration | APHA |  |  |  | 6/26/2019 4:12:45 PM
402 | 4500-S2(F) | 4500 S2 F ~ Sulfide by Calculation | APHA | 4500-S2- F ~ Standard Methods . Sulfide by Iodometry |  | https://www.nemi.gov/methods/method_summary/9886/ | 9/7/2023 5:37:18 PM
403 | 4500-S2(G) | 4500 S2 G ~ Sulfide in Water by Ion-Selective Electrode Method | APHA | 4500-S2- G ~ Standard Methods . Sulfide by Ion-Selective Electrode |  | https://www.nemi.gov/methods/method_summary/7419/ | 9/7/2023 5:37:18 PM
100538 | 4500-S2(H) | 4500 S2 H ~Calculation of Un-ionized Hydrogen Sulfide | APHA | 4500 S2 H ~Calculation of Un-ionized Hydrogen Sulfide https://edgeanalytical.com/wp-content/uploads/Inorganic_SM4500-S2-.pdf |  |  | 11/9/2020 11:36:02 AM
4605 | 4500-S2(I) | 4500 S2 I ~ Sulfide by Distillation, Methylene Blue Flow Injection Analysis Method | APHA |  |  |  | 6/26/2019 4:12:51 PM
4606 | 4500-S2(J) | 4500 S2 J ~ Sulfide by Acid-Volatile Analysis | APHA |  |  |  | 6/26/2019 4:12:51 PM
100673 | 4500-S2- D***retired*** 4500-S2(D) | DO NOT USE***4500 S2 D ~ Sulfide by Iodometry | APHA | DO NOT USE ~ | duplicate records |  | 11/18/2024 5:21:34 PM
100674 | 4500-S2- F***retired**/ 4500-S2(F) | DO NOT USE***4500 S2 F ~ Sulfide by Iodometry | APHA | DO NOT USE ~ | duplicates |  | 11/18/2024 5:21:34 PM
100675 | 4500-S2- G***retired*** 4500-S2(G) | DO NOT USE***4500 S2 G ~ Sulfide by Ion-Selective Electrode | APHA | DO NOT USE ~ | duplicate records |  | 11/18/2024 5:21:34 PM
404 | 4500-SI(B) | 4500 SI B ~ Silica in Water by FLAA | APHA |  |  |  | 6/26/2019 4:12:45 PM
405 | 4500-SI(C) | 4500 SI C ~ Silica in Water by Gravimetric Analysis | APHA |  |  |  | 6/26/2019 4:12:45 PM
406 | 4500-SI(D) | 4500 SI D ~ Silica in Water by Spectrophotometry- Molybdosilicate Method | APHA |  |  |  | 6/26/2019 4:12:45 PM
407 | 4500-SI(E) | 4500 SI E ~ Silica in Water by Spectrophotometry- Heteropoly Blue Method | APHA |  |  |  | 6/26/2019 4:12:45 PM
408 | 4500-SI(F) | 4500 SI F ~ Silica in Water by Automated Colorimetry | APHA |  |  |  | 6/26/2019 4:12:45 PM
409 | 4500-SI(G) | 4500 SI G ~ Silica in Water by ICP | APHA |  |  |  | 6/26/2019 4:12:45 PM
100938 | 4500-SIO2 C | Silica by Molybdosilicate Method | APHA (1997) | Not current version URL: https://www.nemi.gov/methods/method_summary/7411/ |  |  | 1/2/2023 7:25:50 PM
4648 | 4500-SIO2 C | 4500 SIO2 C ~ Silica by Molybdosilicate Method | APHA | 4500-SiO2 C ~ Standard Methods . Silica by Molybdosilicate Method |  | https://www.nemi.gov/methods/method_summary/7411/ | 9/7/2023 5:37:19 PM
4649 | 4500-SIO2 D | 4500 SIO2 D ~ Silica by Heteropoly Blue Method | APHA | 4500-SiO2 D ~ Standard Methods . Silica by Heteropoly Blue Method |  | https://www.nemi.gov/methods/method_summary/7412/ | 9/7/2023 5:37:19 PM
4650 | 4500-SIO2 E | 4500 SIO2 E ~ Silica, Automated Method for Molybdate-Reactive Silica | APHA | 4500-SiO2 E ~ Standard Methods . Silica, Automated Method for Molybdate-Reactive Silica |  | https://www.nemi.gov/methods/method_summary/7437/ | 9/7/2023 5:37:19 PM
100677 | 4500-SiO2 F***retired* 4500-SIO2(F) | DO NOT USE***4500 SIO2 F ~ Silicate, Flow Injection Analysis for Molybdate-Reactive Silicate | APHA | DO NOT USE ~ |  |  | 11/18/2024 5:21:34 PM
3184 | 4500-SIO2(F) | 4500 SIO2 F ~ Silica by Flow Injection Analysis for Molybdate-Reactive Silicate | APHA | 4500-SiO2 F ~ Standard Methods . Silicate, Flow Injection Analysis for Molybdate-Reactive Silicate |  | https://www.nemi.gov/methods/method_summary/7413/ | 9/7/2023 5:37:19 PM
3143 | 4500-SIO2-C | 4500 SIO2 C ~ Silica Molybdosilicate Method | APHA_SM20ED |  |  |  | 7/6/2021 4:15:51 PM
410 | 4500-SO3(B) | 4500 SO3 B ~ Sulfite in Water by Titration | APHA |  |  |  | 6/26/2019 4:12:45 PM
411 | 4500-SO3(C) | 4500 SO3 C ~ Sulfite in Water by Colorimetry | APHA |  |  |  | 6/26/2019 4:12:45 PM
4651 | 4500-SO32- B | 4500 SO32- B ~ Sulfite by Iodometry | APHA | 4500-SO32- B ~ Standard Methods . Sulfite by Iodometry |  | https://www.nemi.gov/methods/method_summary/7427/ | 9/7/2023 5:37:19 PM
412 | 4500-SO4(B) | 4500 SO4 B ~ Sulfate in Water by Ion Chromatography | APHA |  |  |  | 6/26/2019 4:12:45 PM
413 | 4500-SO4(C) | 4500 SO4 C ~ Sulfate in Water by Gravimetric Analysis | APHA |  |  |  | 6/26/2019 4:12:45 PM
414 | 4500-SO4(D) | 4500 SO4 D ~ Sulfate in Water by Gravimetric Analysis | APHA |  |  |  | 6/26/2019 4:12:45 PM
415 | 4500-SO4(E) | 4500 SO4 E ~ Sulfate by Turbidimetric Analysis | APHA |  |  |  | 6/26/2019 4:12:45 PM
416 | 4500-SO4(F) | 4500 SO4 F ~ Sulfate in Water by Colorimetry | APHA |  |  |  | 6/26/2019 4:12:45 PM
100006 | 4500-SO4(G) | 4500 SO4 G ~ Sulfate in Water by Methylthymol Blue Flow Injection Analysis | APHA |  |  |  | 6/26/2019 4:12:53 PM
4652 | 4500-SO42- C | 4500 SO42- C ~ Sulfate by Gravimetric Analysis with Ignition of Residue | APHA | 4500-SO42- C ~ Standard Methods . Sulfate by Gravimetric Analysis with Ignition of Residue |  | https://www.nemi.gov/methods/method_summary/4868/ | 9/7/2023 5:37:19 PM
100676 | 4500-SO42- D | 4500 SO42- D ~ Sulfate in Water by Gravimetry with Drying of Residue | APHA | 4500-SO42- D ~ Standard Methods . Sulfate in Water by Gravimetry with Drying of Residue |  | https://www.nemi.gov/methods/method_summary/9825/ | 9/7/2023 5:37:21 PM
100894 | 4500-SO42-D***use 4500-SO42- D | DO NOT USE***4500 SO42- D ~ Sulfate by Gravimetric Analysis with Ignition of Residue | APHA | DO NOT USE ~ |  | https://www.nemi.gov/methods/method_summary/9825/ | 11/18/2024 5:21:35 PM
101420 | 4500CLC | 4500CLC | APHA_SM18ED |  |  |  | 8/26/2026 10:42:47 AM
101421 | 4500N03F | 4500N03F | APHA_SM18ED |  |  |  | 8/26/2026 10:42:47 AM
101422 | 4500NH3H | 4500NH3H | APHA_SM18ED |  |  |  | 8/26/2026 10:42:47 AM
101423 | 4500PF | 4500PF | APHA_SM18ED |  |  |  | 8/26/2026 10:42:47 AM
101424 | 4500SO4E | 4500SO4E | APHA_SM18ED |  |  |  | 8/26/2026 10:42:47 AM
3061 | 4670 | Triazine Herbicides as Atrazine in Water By Quantitative Immunoassay, EPA SW-846 1998 | USEPA |  |  |  | 7/31/2009 3:00:00 PM
100735 | 481297 | Arsenic Low-Range for Water Quality Testing | ITS |  |  |  | 10/20/2021 8:42:12 AM
100736 | 481300 | Arsenic Ultra Low for Water Quality | ITS |  |  |  | 10/20/2021 8:42:12 AM
100554 | 4D3 | Phosphorus in Soil by Bray P-1 Extraction | USDA | https://www.nrcs.usda.gov/Internet/FSE_DOCUMENTS/stelprdb1253872.pdf |  |  | 4/23/2021 6:54:06 PM
100555 | 4D5 | Phosphorus in Soil by Olsen Sodium-Bicarbonate Extraction | USDA | https://www.nrcs.usda.gov/Internet/FSE_DOCUMENTS/stelprdb1253872.pdf |  |  | 4/23/2021 6:54:06 PM
1997 | 5 | Particulate Emissions in Air | USEPA |  |  |  | 8/12/2006 11:50:00 PM
417 | 5.6 | Enteric Viruses | APHA |  |  |  | 8/12/2006 11:50:00 PM
1023 | 500 | Total Particulates by Gravimetric Technique | NIOSH |  |  |  | 8/12/2006 11:50:00 PM
1024 | 5000 | Carbon Black by Gravimetric Technique | NIOSH |  |  |  | 8/12/2006 11:50:00 PM
5101 | 500001 | Atrazine by Immunoassay, Magnetic Particle | ABRAXIS LLC | 500001 ~ Abraxis . Atrazine by Immunoassay, Magnetic Particle |  | https://www.nemi.gov/methods/method_summary/9248/ | 9/7/2023 5:37:21 PM
5102 | 500007 | Atrazine by Immunoassay, High Sensitivity, Magnetic Particle | ABRAXIS LLC | 500007 ~ Abraxis . Atrazine by Immunoassay, High Sensitivity, Magnetic Particle |  | https://www.nemi.gov/methods/method_summary/9245/ | 9/7/2023 5:37:21 PM
5103 | 500021 | Acetochlor by Immunoassay, Magnetic Particle | ABRAXIS LLC | 500021 ~ Abraxis . Acetochlor by Immunoassay, Magnetic Particle |  | https://www.nemi.gov/methods/method_summary/9249/ | 9/7/2023 5:37:21 PM
5104 | 500061 | Metolachlor by Immunoassay, Magnetic Particle | ABRAXIS LLC | 500061 ~ Abraxis . Metolachlor by Immunoassay, Magnetic Particle |  | https://www.nemi.gov/methods/method_summary/9251/ | 9/7/2023 5:37:21 PM
5105 | 500065 | Metolachlor by Immunoassay, Microtiter Plate | ABRAXIS LLC | 500065 ~ Abraxis . Metolachlor by Immunoassay, Microtiter Plate |  | https://www.nemi.gov/methods/method_summary/11355/ | 9/7/2023 5:37:21 PM
5106 | 500071 | Alachlor by Immunoassay, Magnetic Particle | ABRAXIS LLC | 500071 ~ Abraxis . Alachlor by Immunoassay, Magnetic Particle |  | https://www.nemi.gov/methods/method_summary/9243/ | 9/7/2023 5:37:21 PM
5107 | 500076 | Alachlor by Immunoassay, Microtiter Plate | ABRAXIS LLC | 500076 ~ Abraxis . Alachlor by Immunoassay, Microtiter Plate |  | https://www.nemi.gov/methods/method_summary/9257/ | 9/7/2023 5:37:21 PM
5108 | 500081 | Glyphosate by Immunoassay, Magnetic Particle | ABRAXIS LLC | 500081 ~ Abraxis . Glyphosate by Immunoassay, Magnetic Particle |  | https://www.nemi.gov/methods/method_summary/9244/ | 9/7/2023 5:37:21 PM
5109 | 500086 | Glyphosate by Immunoassay, Microtiter Plate | ABRAXIS LLC | 500086 ~ Abraxis . Glyphosate by Immunoassay, Microtiter Plate |  | https://www.nemi.gov/methods/method_summary/9253/ | 9/7/2023 5:37:21 PM
5110 | 500090 | PBDEs in water by Immunoassay, Magnetic Particle | ABRAXIS LLC | 500090 ~ Abraxis . PBDEs in water by Immunoassay, Magnetic Particle |  | https://www.nemi.gov/methods/method_summary/9513/ | 9/7/2023 5:37:21 PM
1025 | 5001 | 2,4-D by HPLC/UV | NIOSH |  |  |  | 8/12/2006 11:50:00 PM
1026 | 5002 | Warfarin by HPLC/UV | NIOSH |  |  |  | 8/12/2006 11:50:00 PM
5111 | 500201 | Pyrethroid by Immunoassay, Magnetic Particle | ABRAXIS LLC | 500201 ~ Abraxis . Pyrethroid by Immunoassay, Magnetic Particle |  | https://www.nemi.gov/methods/method_summary/9252/ | 9/7/2023 5:37:21 PM
5112 | 50020B | 50020 B ~ Spinosyn in water by Immunoassay, Coated Tube | ABRAXIS LLC | 50020B ~ Abraxis . Spinosyn in water by Immunoassay, Coated Tube |  | https://www.nemi.gov/methods/method_summary/9631/ | 9/7/2023 5:37:21 PM
1027 | 5003 | Paraquat by HPLC/UV | NIOSH |  |  |  | 8/12/2006 11:50:00 PM
1028 | 5004 | Hydroquinone by HPLC | NIOSH |  |  |  | 8/12/2006 11:50:00 PM
1029 | 5005 | Thiram by HPLC/UV | NIOSH |  |  |  | 8/12/2006 11:50:00 PM
5113 | 500501 | Penoxsulam by Immunoassay, Magnetic Particle | ABRAXIS LLC | 500501 ~ Abraxis . Penoxsulam by Immunoassay, Magnetic Particle |  | https://www.nemi.gov/methods/method_summary/11356/ | 9/7/2023 5:37:21 PM
5114 | 500511 | Fluridone by Immunoassay, Magnetic Particle | ABRAXIS LLC | 500511 ~ Abraxis . Fluridone by Immunoassay, Magnetic Particle |  | https://www.nemi.gov/methods/method_summary/11353/ | 9/7/2023 5:37:21 PM
1030 | 5006 | Carbaryl by Visible Absorption Spec. | NIOSH |  |  |  | 8/12/2006 11:50:00 PM
1031 | 5007 | Rotenone by HPLC/UV | NIOSH |  |  |  | 8/12/2006 11:50:00 PM
1032 | 5008 | Pyrethrum by HPLC/UV | NIOSH |  |  |  | 8/12/2006 11:50:00 PM
1033 | 5009 | Benzoyl Peroxide by HPLC/UV | NIOSH |  |  |  | 8/12/2006 11:50:00 PM
1034 | 5010 | Bromoxynil and Bromoxynil Octanoate | NIOSH |  |  |  | 8/12/2006 11:50:00 PM
1035 | 5011 | Ethylene Thiourea by Visible Absorption | NIOSH |  |  |  | 8/12/2006 11:50:00 PM
1036 | 5012 | EPN by GC/FPD | NIOSH |  |  |  | 8/12/2006 11:50:00 PM
1037 | 5013 | Dyes, Benzidine, o-Tolidine, o-Dianisidi | NIOSH |  |  |  | 8/12/2006 11:50:00 PM
1038 | 5014 | Chlorinated Terphenyl by GC/ECD | NIOSH |  |  |  | 8/12/2006 11:50:00 PM
1039 | 5016 | Strychnine by HPLC/UV | NIOSH |  |  |  | 8/12/2006 11:50:00 PM
1040 | 5017 | Dibutyl Phosphate by GC/FPD | NIOSH |  |  |  | 8/12/2006 11:50:00 PM
1041 | 5018 | 2,4,7-Trinitrofluoren-9-one HPLC/UV | NIOSH |  |  |  | 8/12/2006 11:50:00 PM
1042 | 5019 | Azelaic Acid by GC/FID | NIOSH |  |  |  | 8/12/2006 11:50:00 PM
1998 | 502.1 | Volatile Halogenated Organics | USEPA |  |  |  | 8/12/2006 11:50:00 PM
101356 | 502.2 | VOCS IN WATER BY GC/PID/ELCD | USEPA |  |  | https://www.nemi.gov/methods/method_summary/4798/ | 3/13/2026 10:55:34 PM
5010 | 502.2 (BY ELCD) | 502.2 BY ELCD ~ VOCs in Water by GC/PID/ELCD | USEPA | 502.2 (by ELCD) ~ EPA-NERL . VOCs in Water by GC/PID/ELCD |  | https://www.nemi.gov/methods/method_summary/4827/ | 9/7/2023 5:37:21 PM
5011 | 502.2 (BY PID) | 502.2 BY PID ~ VOCs in Water by GC/PID/ELCD | USEPA | 502.2 (by PID) ~ EPA-NERL . VOCs in Water by GC/PID/ELCD |  | https://www.nemi.gov/methods/method_summary/4798/ | 9/7/2023 5:37:21 PM
1999 | 502.2(ELCD) | 502.2 ELCD ~ Volatile Organic Compounds in Water | USEPA |  |  |  | 6/26/2019 4:12:48 PM
2000 | 502.2(PID) | 502.2 PID ~ Volatile Organic Compounds in Water | USEPA |  |  |  | 6/26/2019 4:12:48 PM
1043 | 5020 | Phthalates by GC/FID | NIOSH |  |  |  | 8/12/2006 11:50:00 PM
1044 | 5021 | o-Terphenyl by Gas Chromatography | NIOSH |  |  |  | 8/12/2006 11:50:00 PM
2001 | 5021 | VOC Using Equilibrium Headspace Analysis | USEPA |  |  |  | 8/12/2006 11:50:00 PM
3080 | 5021A | 5021 A ~ VOC Using Equilibrium Headspace Analysis Rev1, 6/2003 | USEPA |  |  |  | 6/26/2019 4:12:51 PM
1045 | 5022 | Arsenic, organo- | NIOSH |  |  |  | 8/12/2006 11:50:00 PM
1046 | 5025 | Chlorinated Diphenyl Oxide by GC/ECD | NIOSH |  |  |  | 8/12/2006 11:50:00 PM
1047 | 5026 | Mineral Oil Mist by Infrared Spec. | NIOSH |  |  |  | 8/12/2006 11:50:00 PM
1048 | 5027 | Ribavirin by HPLC/UV | NIOSH |  |  |  | 8/12/2006 11:50:00 PM
1049 | 5029 | 4,4'-Methylenedianiline by HPLC | NIOSH |  |  |  | 8/12/2006 11:50:00 PM
2002 | 503.1 | Volatile Aromatics in Water by GC | USEPA |  |  |  | 8/12/2006 11:50:00 PM
1050 | 5030 | Cyanuric Acid by HPLC/UV | NIOSH |  |  |  | 8/12/2006 11:50:00 PM
5012 | 5030C | 5030 C ~ Purge-and-Trap for Aqueous Samples | USEPA | 5030C ~ EPA-RCA . Purge-and-Trap for Aqueous Samples |  | https://www.nemi.gov/methods/method_summary/10354/ | 9/7/2023 5:37:21 PM
1051 | 5031 | Aspartamine by HPLC/UV | NIOSH |  |  |  | 8/12/2006 11:50:00 PM
2003 | 5031 | Volatiles by Azeotropic Distillation | USEPA |  |  |  | 8/12/2006 11:50:00 PM
2004 | 5032 | Volatiles by Vacuum Distillation | USEPA |  |  |  | 8/12/2006 11:50:00 PM
1052 | 5032 | Pentamidine Isethionate by HPLC | NIOSH |  |  |  | 8/12/2006 11:50:00 PM
1053 | 5033 | p-Nitroaniline by HPLC | NIOSH |  |  |  | 8/12/2006 11:50:00 PM
1054 | 5034 | Tributyl Phosphate by GC/FPD | NIOSH |  |  |  | 8/12/2006 11:50:00 PM
1055 | 5035 | Super Absorbent Polymers by ICP | NIOSH |  |  |  | 8/12/2006 11:50:00 PM
1056 | 5036 | Trimellitic Anhydride by GC/FID | NIOSH |  |  |  | 8/12/2006 11:50:00 PM
1057 | 5037 | Triorthocresyl Phosphate GC/FPD | NIOSH |  |  |  | 8/12/2006 11:50:00 PM
1058 | 5038 | Triphenyl Phosphate GC/FPD | NIOSH |  |  |  | 8/12/2006 11:50:00 PM
1059 | 5039 | Chlorinated Camphene by GC/ECD | NIOSH |  |  |  | 8/12/2006 11:50:00 PM
2005 | 504 | EDB and DBCP in Water by GC | USEPA |  |  |  | 8/12/2006 11:50:00 PM
2006 | 504.1 | EDB, DBCP and 123TCP in Water by GC | USEPA | 504.1 ~ EPA-OGWDW/TSC . EDB,DCBP, and 123TCP in Water Using GCECD |  | https://www.nemi.gov/methods/method_summary/4825/ | 9/7/2023 5:37:19 PM
2007 | 5040A | 5040 A ~ Analysis of VOST Sorbent Cartridges | USEPA |  |  |  | 6/26/2019 4:12:48 PM
2008 | 5041 | Analysis of Sorbent Cartridges | USEPA |  |  |  | 8/12/2006 11:50:00 PM
2009 | 5041A | 5041 A ~ Desorption of Sorbent Cartridge by GC/MS | USEPA |  |  |  | 6/26/2019 4:12:48 PM
100737 | 5044F | 5044F, IQ-Toxicity TestTM to rapidly detect toxicants in potable water. | KINGWOOD |  |  |  | 10/20/2021 8:42:12 AM
2010 | 505 | Organohalide Pesticides and PCB in Water | USEPA | 505 ~ EPA-NERL . Pesticides and PCBs in Water GC-ECD |  | https://www.nemi.gov/methods/method_summary/4799/ | 9/7/2023 5:37:19 PM
2011 | 506 | Phthalate and Adipate Esters in Water | USEPA | 506 ~ EPA-NERL . Phthalate and Adipate Esters in Water by GCPID |  | https://www.nemi.gov/methods/method_summary/4800/ | 9/7/2023 5:37:19 PM
2012 | 507 | Nitrogen and Phosphorus Pesticides | USEPA | 507 ~ EPA-TSC/NERL . Pesticides in Water Using GCNPD |  | https://www.nemi.gov/methods/method_summary/4801/ | 9/7/2023 5:37:19 PM
100009 | 507 | Biochemical Oxygen Demand (BOD(5)) | APHA_SM19ED | Standard Methods (19th ed.) 507 (dissolved oxygen depletion) mg/L |  |  | 6/1/2016 7:25:01 AM
4961 | 5077 (SUSP SED COLL) | 5077 SUSP SED COLL ~ Introduction to Suspended-Sediment Sampling | USDOI/USGS | SIR-2005-5077 (Susp Sed Coll) ~ USGS . Introduction to Suspended-Sediment Sampling |  | https://www.nemi.gov/methods/method_summary/9692/ | 9/7/2023 5:37:20 PM
2013 | 508 | Chlorinated Pesticides in Water by GC | USEPA | 508 ~ EPA-TSC/NERL . Chlorinated Pesticides in Water Using GCECD |  | https://www.nemi.gov/methods/method_summary/4826/ | 9/7/2023 5:37:19 PM
2014 | 508.1 | Chlorinated Pest., Herb. and Organohalide | USEPA | 508.1 ~ EPA-OGWDW/TSC . Chlorinated Pesticides, Herbicides, and Organohalides in Water by GCECD |  | https://www.nemi.gov/methods/method_summary/4802/ | 9/7/2023 5:37:19 PM
2015 | 508A | 508 A ~ PCB Screen by Perchlorination and GC | USEPA | 508A ~ EPA-NERL . PCBs by GCECD |  | https://www.nemi.gov/methods/method_summary/4830/ | 9/7/2023 5:37:19 PM
2016 | 509 | Ethylene Thiourea in Water by GC | USEPA | 509 ~ EPA-NERL . Ethylene thiourea in water using GC with a N-P detector |  | https://www.nemi.gov/methods/method_summary/9792/ | 9/7/2023 5:37:19 PM
2017 | 50APP-A | 50APP A ~ Sulfur Dioxide in Atmosphere | USEPA |  |  |  | 6/26/2019 4:12:48 PM
2018 | 50APP-B | 50APP B ~ Suspended Particulate Matter | USEPA |  |  |  | 6/26/2019 4:12:48 PM
2019 | 50APP-C | 50APP C ~ Carbon Monoxide in Atmosphere - NDIR | USEPA |  |  |  | 6/26/2019 4:12:48 PM
2020 | 50APP-D | 50APP D ~ Ozone in the Atmosphere | USEPA |  |  |  | 6/26/2019 4:12:48 PM
2021 | 50APP-E | 50APP E ~ Hydrocarbons in Atmosphere | USEPA |  |  |  | 6/26/2019 4:12:48 PM
2022 | 50APP-F | 50APP F ~ NO2 in Atmosphere - Chemiluminescense | USEPA |  |  |  | 6/26/2019 4:12:48 PM
2023 | 50APP-G | 50APP G ~ Lead in Particulate Matter | USEPA |  |  |  | 6/26/2019 4:12:48 PM
2024 | 50APP-J | 50APP J ~ Suspended Particulate Matter (PM10) | USEPA |  |  |  | 6/26/2019 4:12:48 PM
5164 | 51 INVERT COLLECTION | 51 INVERT COLLECTION ~ Invertebrate Qualitative Survey Protocols for Wadable Streams and Rivers in Michigan | MI DEQ SURFACE WATER | MI DEQ #51 Invert collection ~ MI DEQ Surface Water . Invertebrate Qualitative Survey Protocols for Wadable Streams and Rivers in Michigan |  | https://www.nemi.gov/methods/method_summary/9310/ | 9/7/2023 5:37:21 PM
2025 | 5100 | Volatile Organic Concentration in Waste | USEPA |  |  |  | 8/12/2006 11:50:00 PM
2026 | 5110 | Organic Phase Vapor Pressure in Waste | USEPA |  |  |  | 8/12/2006 11:50:00 PM
2027 | 513 | Tetrachlorodibenzo-p-dioxin in Water | USEPA |  |  |  | 8/12/2006 11:50:00 PM
2028 | 515.1 | Chlorinated Acids in Water by CGC/ECD | USEPA | 515.1 ~ EPA-TSC/NERL . Chlorinated Acids in Water by GC/ECD |  | https://www.nemi.gov/methods/method_summary/4710/ | 9/7/2023 5:37:19 PM
2029 | 515.2 | Chlorinated Acids in Water by GC | USEPA | 515.2 ~ EPA-NERL . Chlorinated Acids in Water by GCECD |  | https://www.nemi.gov/methods/method_summary/4831/ | 9/7/2023 5:37:19 PM
3051 | 515.3 | Chlorinated Acids by GC/ECD | USEPA | 515.3 ~ EPA-OGWDW/TSC . Chlorinated Acids by GC/ECD |  | https://www.nemi.gov/methods/method_summary/4656/ | 9/7/2023 5:37:19 PM
3212 | 515.4 | Determ of Chlor Acids by Liquid-Liquid Microextraction Derivatization and Fast Gas Chrom with Electron Capture Detection | USEPA | 515.4 ~ EPA-OGWDW/TSC . Chlorinated Acids by GCECD |  | https://www.nemi.gov/methods/method_summary/4678/ | 9/7/2023 5:37:19 PM
5115 | 515001 | Sulfmethazine by Immunoassay, Magnetic Particle | ABRAXIS LLC | 515001 ~ Abraxis . Sulfmethazine by Immunoassay, Magnetic Particle |  | https://www.nemi.gov/methods/method_summary/9250/ | 9/7/2023 5:37:21 PM
5116 | 515006 | Sulfamethazine by Immunoassay, Microtiter Plate | ABRAXIS LLC | 515006 ~ Abraxis . Sulfamethazine by Immunoassay, Microtiter Plate |  | https://www.nemi.gov/methods/method_summary/11358/ | 9/7/2023 5:37:21 PM
5117 | 515565 | Cotinine by Immunoassay, Microtiter Plate | ABRAXIS LLC | 515565 ~ Abraxis . Cotinine by Immunoassay, Microtiter Plate |  | https://www.nemi.gov/methods/method_summary/9928/ | 9/7/2023 5:37:21 PM
5118 | 515575 | Caffeine by Immunoassay, Microtiter Plate | ABRAXIS LLC | 515575 ~ Abraxis . Caffeine by Immunoassay, Microtiter Plate |  | https://www.nemi.gov/methods/method_summary/9926/ | 9/7/2023 5:37:21 PM
5119 | 515585 | Carbamazepine by Immunoassay, Microtiter Plate | ABRAXIS LLC | 515585 ~ Abraxis . Carbamazepine by Immunoassay, Microtiter Plate |  | https://www.nemi.gov/methods/method_summary/11362/ | 9/7/2023 5:37:21 PM
5120 | 520001 | Diuron by Immunoassay, Microtiter Plate | ABRAXIS LLC | 520001 ~ Abraxis . Diuron by Immunoassay, Microtiter Plate |  | https://www.nemi.gov/methods/method_summary/9255/ | 9/7/2023 5:37:21 PM
5121 | 520005 | Atrazine by Immunoassay, Microtiter Plate | ABRAXIS LLC | 520005 ~ Abraxis . Atrazine by Immunoassay, Microtiter Plate |  | https://www.nemi.gov/methods/method_summary/9259/ | 9/7/2023 5:37:21 PM
5122 | 520006 | Triazine Metabolite by Immunoassay, Microtiter Plate | ABRAXIS LLC | 520006 ~ Abraxis . Triazine Metabolite by Immunoassay, Microtiter Plate |  | https://www.nemi.gov/methods/method_summary/9931/ | 9/7/2023 5:37:21 PM
3213 | 520011 | Microcystins and Nodularins by Immunoassay, Microtiter Plate | ABRAXIS LLC | 520011 ~ Abraxis . Microcystins and Nodularins by Immunoassay, Microtiter Plate |  | https://www.nemi.gov/methods/method_summary/9258/ | 9/7/2023 5:37:19 PM
100591 | 520011SAES | Microcystins and Nodularins Finished Drinking Water by Immunoassay, Strip Test | ABRAXIS LLC |  |  |  | 10/20/2021 8:42:11 AM
3214 | 520012 | Microcystins in water by Immunoassay, Coated Tube | ABRAXIS LLC | 520012 ~ Abraxis . Microcystins in water by Immunoassay, Coated Tube |  | https://www.nemi.gov/methods/method_summary/9502/ | 9/7/2023 5:37:19 PM
100592 | 520016 | Microcystins and Nodularins Source Drinking Water by Immunoassay, Strip Test | ABRAXIS LLC |  |  |  | 10/20/2021 8:42:11 AM
100593 | 520019 | Microcystins and Nodularins by Streptavidin-amplified ADDA Immunoassay, Microtiter Plate | ABRAXIS LLC |  |  |  | 10/20/2021 8:42:11 AM
100518 | 520023 | Microcystins, 10 ppb, Recreational Water Strip Test (5 or 20T) | ABRAXIS LLC | 520023 ~ Abraxis . |  | https://www.nemi.gov/methods/method_summary/12820/ | 9/7/2023 5:37:21 PM
100519 | 520042 | Anatoxin-a 0-2.5 ppb Dipstick, Source Drinking Water, 5 tests | ABRAXIS LLC | 520042 ~ Abraxis . https://www.eurofins-technologies.com/anatoxin-a-vfdf-0-2-5-ppb-dipstick-source-drinking-water-5-tests.htmlhttps://www.atzlabs.com/pdf/Anatoxin-a-Strip-Test-for-Water-052016.pdf |  |  | 9/7/2023 5:37:21 PM
100149 | 520050 | Anatoxin-a in water by Receptor-Binding Assay, Microtiter Plate | ABRAXIS LLC | 520050 ~ Abraxis . Anatoxin-a in water by Receptor-Binding Assay, Microtiter Plate http://www.abraxiskits.com/wp-content/uploads/2017/02/Anatoxin-a-Receptor-Binding-Assay-Insert-R050316.pdf |  |  | 9/7/2023 5:37:21 PM
100164 | 520060 | Abraxis ; Anatoxin-a in water by ELISA, Microtiter Plate | ABRAXIS LLC | The description is: 520060 ~ Abraxis . Anatoxin-a in water by ELISA, Microtiter Plate URL to use: http://www.abraxiskits.com/wp-content/uploads/2017/03/Anatoxin-a-ELISA-Plate-Insert.pdf |  |  | 9/7/2023 5:37:21 PM
5013 | 521 | Nitrosamines in water by SPE and GC/MS/MS | USEPA | 521 ~ EPA-NERL . Nitrosamines in water by SPE and GC/MS/MS |  | https://www.nemi.gov/methods/method_summary/11733/ | 9/7/2023 5:37:21 PM
100374 | 5210-B | 5210 B ~ BOD: 5-Day Test | APHA (2001) Rev 1.1 | Not current version URL: https://www.nemi.gov/methods/method_summary/5715/ |  |  | 6/26/2019 4:12:54 PM
100375 | 5210-B | 5210 B ~ BOD: 5-Day Test | APHA (2011) |  |  | https://www.nemi.gov/methods/method_summary/5715/ | 6/26/2019 4:12:54 PM
418 | 5210-B | 5210 B ~ 5-Day Biochemical Oxygen Demand | APHA | 5210B ~ Standard Methods . BOD: 5-Day Test |  | https://www.nemi.gov/methods/method_summary/5715/ | 9/7/2023 5:37:18 PM
419 | 5210-C | 5210 C ~ Ultimate Biochemical Oxygen Test | APHA |  |  |  | 6/26/2019 4:12:45 PM
10015 | 522 | DETERM. OF 1,4-DIOXANE BY SOLID PHASE EXTRACTION AND GAS CHROMATOGRAPHY/MASS SPECTROMETRY WITH SELECTED ION MONITORING | USEPA | 522 ~ EPA-NERL . 1,4-Dioxane in water by SPE and GC/MS with SIM |  | https://www.nemi.gov/methods/method_summary/11734/ | 9/7/2023 5:37:21 PM
420 | 5220-B | 5220 B ~ Chemical Oxygen Demand by Titration- Open Reflux Method | APHA |  |  |  | 6/26/2019 4:12:45 PM
421 | 5220-C | 5220 C ~ Chemical Oxygen Demand by Titration- Closed Reflux Method | APHA | 5220C ~ Standard Methods . COD by Closed Reflux, Titration |  | https://www.nemi.gov/methods/method_summary/7613/ | 9/7/2023 5:37:18 PM
422 | 5220-D | 5220 D ~ Chemical Oxygen Demand by Colorimetry- Closed Reflux | APHA | 5220D ~ Standard Methods . Chemical Oxygen Demand |  | https://www.nemi.gov/methods/method_summary/5716/ | 9/7/2023 5:37:18 PM
5123 | 522003 | Sulfamethoxazole(SMX) by Immunoassay, Microtiter Plate | ABRAXIS LLC | 522003 ~ Abraxis . Sulfamethoxazole(SMX) by Immunoassay, Microtiter Plate |  | https://www.nemi.gov/methods/method_summary/9241/ | 9/7/2023 5:37:21 PM
5124 | 522011 | Cylindrospermopsin in water by Immunoassay, Microtiter Plate | ABRAXIS LLC | 522011 ~ Abraxis . Cylindrospermopsin in water by Immunoassay, Microtiter Plate |  | https://www.nemi.gov/methods/method_summary/9507/ | 9/7/2023 5:37:21 PM
3215 | 522015 | Microcystins in water by Immunoassay, Direct Monoclonal Microtiter Plate | ABRAXIS LLC | 522015 ~ Abraxis . Microcystins in water by Immunoassay, Direct Monoclonal Microtiter Plate |  | https://www.nemi.gov/methods/method_summary/9506/ | 9/7/2023 5:37:19 PM
5125 | 52250B | 52250 B ~ Fluoroquinolone by Immunoassay, Microtiter Plate | ABRAXIS LLC | 52250B ~ Abraxis . Fluoroquinolone by Immunoassay, Microtiter Plate |  | https://www.nemi.gov/methods/method_summary/9927/ | 9/7/2023 5:37:21 PM
100594 | 52254BA | Tetracyclines by Immunoassay, Microtiter Plate | ABRAXIS LLC |  |  |  | 10/20/2021 8:42:11 AM
5126 | 52255B | 52255 B ~ Saxitoxin in water by Immunoassay, Microtiter Plate | ABRAXIS LLC | 52255B ~ Abraxis . Saxitoxin in water by Immunoassay, Microtiter Plate |  | https://www.nemi.gov/methods/method_summary/9512/ | 9/7/2023 5:37:21 PM
5127 | 52256B | 52256 B ~ Tylosin by Immunoassay, Microtiter Plate | ABRAXIS LLC | 52256B ~ Abraxis . Tylosin by Immunoassay, Microtiter Plate |  | https://www.nemi.gov/methods/method_summary/9932/ | 9/7/2023 5:37:21 PM
2030 | 524.1 | Purgeable Organics in Water by GC/MS | USEPA |  |  |  | 8/12/2006 11:50:00 PM
2031 | 524.2 | Purgeable Organics in Water by CGC/MS | USEPA | 524.2 ~ EPA-NERL . VOCs in Water Using GCMS |  | https://www.nemi.gov/methods/method_summary/4803/ | 9/7/2023 5:37:19 PM
5014 | 524.3 | Purgeable Organic Compounds in Water by GCMS | USEPA | 524.3 ~ EPA-OGWDW/TSC . Purgeable Organic Compounds in Water by GCMS |  | https://www.nemi.gov/methods/method_summary/10417/ | 9/7/2023 5:37:21 PM
2032 | 525.1 | Organics in Water by Gas Chromatography | USEPA |  |  |  | 8/12/2006 11:50:00 PM
2033 | 525.2 | Organics in Water by Gas Chromatography | USEPA | 525.2 ~ EPA-NERL . Organics in Water Using GCMS |  | https://www.nemi.gov/methods/method_summary/4804/ | 9/7/2023 5:37:19 PM
100899 | 525.3 | 525.3 ~ EPA;Determination of Semivolatile Organic Chemicals in Drinking Water by SPE and Capillary Column GC/MS | USEPA | http://cfpub.epa.gov/si/si_public_record_report.cfm?dirEntryId=241188&simpleSearch=1&searchAll=525.3 |  |  | 4/5/2022 2:59:47 PM
5015 | 526 | SVOCs in Water by GCMS | USEPA | 526 ~ EPA-OGWDW/TSC . SVOCs in Water by GCMS |  | https://www.nemi.gov/methods/method_summary/4676/ | 9/7/2023 5:37:21 PM
5016 | 527 | Pesticides and flame retardants in water by SPE and capillary column GC/MS | USEPA | 527 ~ EPA-OGWDW/TSC . Pesticides and flame retardants in water by SPE and capillary column GC/MS |  | https://www.nemi.gov/methods/method_summary/9797/ | 9/7/2023 5:37:21 PM
5017 | 528 | Phenols in Water by GC/MS | USEPA | 528 ~ EPA-NERL . Phenols in Water by GC/MS |  | https://www.nemi.gov/methods/method_summary/4677/ | 9/7/2023 5:37:21 PM
5018 | 529 | Explosives and Related Compounds in Water by SPE and Capillary Column GC/MS | USEPA | 529 ~ EPA-NERL . Explosives and Related Compounds in Water by SPE and Capillary Column GC/MS |  | https://www.nemi.gov/methods/method_summary/11731/ | 9/7/2023 5:37:21 PM
100900 | 530 | 530 ~ EPA; Determination of Select Semivolatile Organic Chemicals in Drinking Water by SPE-GC/MS | USEPA | http://cfpub.epa.gov/si/si_public_record_report.cfm?dirEntryId=307048&simpleSearch=1&searchAll=530 |  |  | 4/5/2022 2:59:47 PM
5128 | 530001 | PCBs by Immunoassay, Higher Chlorinated, Magnetic Particle | ABRAXIS LLC | 530001 ~ Abraxis . PCBs by Immunoassay, Higher Chlorinated, Magnetic Particle |  | https://www.nemi.gov/methods/method_summary/9261/ | 9/7/2023 5:37:21 PM
5129 | 530011 | Coplanar PCBs by Immunoassay, Microtiter Plate | ABRAXIS LLC | 530011 ~ Abraxis . Coplanar PCBs by Immunoassay, Microtiter Plate |  | https://www.nemi.gov/methods/method_summary/9254/ | 9/7/2023 5:37:21 PM
5130 | 530021 | PCBs by Immunoassay, Lower Chlorinated, Magnetic Particle | ABRAXIS LLC | 530021 ~ Abraxis . PCBs by Immunoassay, Lower Chlorinated, Magnetic Particle |  | https://www.nemi.gov/methods/method_summary/9242/ | 9/7/2023 5:37:21 PM
5131 | 530039 | Benzo(a)Pyrene by Immunoassay, Microtiter Plate | ABRAXIS LLC | 530039 ~ Abraxis . Benzo(a)Pyrene by Immunoassay, Microtiter Plate |  | https://www.nemi.gov/methods/method_summary/11351/ | 9/7/2023 5:37:21 PM
5132 | 530111 | Triclosan by Immunoassay, Magnetic Particle | ABRAXIS LLC | 530111 ~ Abraxis . Triclosan by Immunoassay, Magnetic Particle |  | https://www.nemi.gov/methods/method_summary/9246/ | 9/7/2023 5:37:21 PM
5133 | 530114 | Triclosan by Immunoassay, Microtiter Plate | ABRAXIS LLC | 530114 ~ Abraxis . Triclosan by Immunoassay, Microtiter Plate |  | https://www.nemi.gov/methods/method_summary/9929/ | 9/7/2023 5:37:21 PM
2034 | 531.1 | N-Methylcarbamates in Water by HPLC | USEPA | 531.1 ~ EPA-TSC/NERL . Carbamates in Water Using HPLC w/ Post-Column Derivitization |  | https://www.nemi.gov/methods/method_summary/4805/ | 9/7/2023 5:37:19 PM
5019 | 531.2 | N-Methylcarbamoyloximes and N-Methylcarbamates in Water by HPLC with Post Column Derivitization | USEPA | 531.2 ~ EPA-OGWDW/TSC . N-Methylcarbamoyloximes and N-Methylcarbamates in Water by HPLC with Post Column Derivitization |  | https://www.nemi.gov/methods/method_summary/7392/ | 9/7/2023 5:37:21 PM
100939 | 5310-B | Total Organic Carbon by High-Temperature Combustion Method | APHA (2000) | Not current version URL: https://www.standardmethods.org/doi/10.2105/SMWW.2882.104 |  |  | 1/2/2023 7:25:50 PM
3144 | 5310-B | 5310 B ~ Total Organic Carbon by High-Temperature Combustion Method | APHA_SM20ED | https://www.nemi.gov/methods/method_summary/5717/ |  |  | 7/6/2021 4:15:51 PM
423 | 5310-B | 5310 B ~ Total Organic Carbon by Combustion-Infrared Method | APHA | 5310B ~ Standard Methods . Total organic carbon by High-Temperature Combustion |  | https://www.nemi.gov/methods/method_summary/5717/ | 9/7/2023 5:37:18 PM
424 | 5310-C | 5310 C ~ Total Organic Carbon in Water- Ultraviolet Oxidation Method | APHA | 5310C ~ Standard Methods . Total organic carbon by Persulfate-UV or Heated-Persulfate Oxidation |  | https://www.nemi.gov/methods/method_summary/5718/ | 9/7/2023 5:37:18 PM
100376 | 5310-C | 5310 C ~ Total Organic Carbon by High-Temperature Combustion Method | APHA (2011) |  |  | https://www.nemi.gov/methods/method_summary/5717/ | 6/26/2019 4:12:54 PM
100540 | 5310-C | 5310 C ~ Total organic carbon by Persulfate-UV or Heated-Persulfate Oxidation Method | APHA_SM21ED | 5310C ~ APHA. Total organic carbon by Persulfate-UV or Heated-Persulfate Oxidation Method |  | https://www.nemi.gov/methods/method_summary/5718/ | 9/7/2023 5:37:21 PM
425 | 5310-D | 5310 D ~ Total Organic Carbon in Water- Wet-Oxidation Method | APHA | 5310 D ~ Standard Methods . TOC by Wet Oxidation |  | https://www.nemi.gov/methods/method_summary/7614/ | 9/7/2023 5:37:18 PM
5020 | 532 | Phenylurea Compounds in Water by HPLCUV | USEPA | 532 ~ EPA-OGWDW/TSC . Phenylurea Compounds in Water by HPLCUV |  | https://www.nemi.gov/methods/method_summary/4655/ | 9/7/2023 5:37:21 PM
426 | 5320-B | 5320 B ~ Dissolved Organic Halogen in Water | APHA |  |  |  | 6/26/2019 4:12:45 PM
100558 | 533 | PFAS in Drinking Water by Isotope Dilution Anion Exchange SPE and LC/MS/MS | USEPA | https://www.epa.gov/dwanalyticalmethods/method-533-determination-and-polyfluoroalkyl-substances-drinking-water-isotope |  |  | 5/19/2021 9:35:02 AM
5021 | 535 (ITMS) | Chloroacetanilide and other acetamide herbicide degradates by solid phase extraction and liquid chromatography with tand | USEPA | 535 (ITMS) ~ EPA-ORD / EPA-OST . Chloroacetanilide and other acetamide herbicide degradates by solid phase extraction and liquid chromatography with tandem mass spectrometry with Ion Trap MS |  | https://www.nemi.gov/methods/method_summary/11855/ | 9/7/2023 5:37:21 PM
5022 | 535 (TQMS) | Chloroacetanilide and other acetamide herbicide degradates by solid phase extraction and liquid chromatography with tand | USEPA | 535 (TQMS) ~ EPA-ORD / EPA-OST . Chloroacetanilide and other acetamide herbicide degradates by solid phase extraction and liquid chromatography with tandem mass spectrometry with Triple Quadrupole MS |  | https://www.nemi.gov/methods/method_summary/11842/ | 9/7/2023 5:37:21 PM
100889 | 536 | Triazine Pesticides and Degradates in Drinking Water by LC/ESI-MS/MS | USEPA | https://nepis.epa.gov/Exe/ZyPURL.cgi?Dockey=P1005E35.TXT |  |  | 12/7/2021 5:13:47 PM
5023 | 537 | Organic contaminants in drinking water by direct aqueous injection-liquid chromatography/tandem mass spectrometry | USEPA | 537 ~ EPA-ORD / EPA-OST . Organic contaminants in drinking water by direct aqueous injection-liquid chromatography/tandem mass spectrometry |  | https://www.nemi.gov/methods/method_summary/11844/ | 9/7/2023 5:37:21 PM
100524 | 537.1 | Determination of Selected Per- and Polyfluorinated Alkyl Substances in Drinking Water by Solid Phase Extraction and Liquid Chromatography/Tandem Mass Spectrometry (LC/MS/MS) | USEPA | https://cfpub.epa.gov/si/si_public_record_report.cfm?Lab=NERL&dirEntryId=343042 |  |  | 8/14/2020 12:17:26 AM
100923 | 537M | MODIFIED, Determination of Selected Perfluorinated Alkyl Acids in Drinking Water by Solid Phase Extraction and Liquid Chromatography/Tandem Mass Spectrometry (LC/MS/MS) | USEPA | Modified, The 1996 amendments to the Safe Drinking Water Act (SDWA) required EPA to establish a Contaminant Candidate List (CCL), that contains a list of drinking water contaminants that the Agency will consider for future regulation. EPA must make a regulatory determination on a minimum of five contaminants every five years. The first CCL was published in 1998, and updates were anticipated every five years thereafter. One of the key pieces of information that must be available in order to make a regulatory determination is nationwide occurrence data for the chemical contaminants under consideration. Historically, EPA has collected the necessary occurrence data under its Unregulated Contaminant Monitoring Regulations (UCMR). Under the UCMR, monitoring is conducted at selected drinking water utilities for specific contaminants of interest. The chemical analyses are usually performed by the utilities or by commercial laboratories. To meet the requirements of monitoring under the UCMR program, the analytical methods developed should be specific, sensitive, and practical enough for application in commercial laboratories. This task will focus on the development of analytical methods for chemicals identified on future CCLs or emerging contaminants not yet listed on the CCL. These methods will be used for the collection of occurrence data under future UCMRs. |  |  | 11/29/2022 8:34:08 AM
5024 | 538 | Organic contaminants in drinking water by direct aqueous injection-liquid chromatography/tandem mass spectrometry | USEPA | 538 ~ EPA-ORD / EPA-OST . Organic contaminants in drinking water by direct aqueous injection-liquid chromatography/tandem mass spectrometry |  | https://www.nemi.gov/methods/method_summary/11846/ | 9/7/2023 5:37:21 PM
100901 | 540 | 540 ~ EPA; Determination of Selected Organic Chemicals in Drinking Water by SPE-LC/MS/MS | USEPA | http://cfpub.epa.gov/si/si_public_record_report.cfm?dirEntryId=309413&simpleSearch=1&searchAll=method+540 |  |  | 4/5/2022 2:59:47 PM
5134 | 540021 | Cyclodienes by Immunoassay, Microtiter Plate | ABRAXIS LLC | 540021 ~ Abraxis . Cyclodienes by Immunoassay, Microtiter Plate |  | https://www.nemi.gov/methods/method_summary/9256/ | 9/7/2023 5:37:21 PM
5135 | 54002B | 54002B ~ Benomyl and Carbendazim in water by Immunoassay, Microtiter Plate | ABRAXIS LLC | 54002B ~ Abraxis . Benomyl and Carbendazim in water by Immunoassay, Microtiter Plate |  | https://www.nemi.gov/methods/method_summary/9505/ | 9/7/2023 5:37:21 PM
100595 | 54003A | 2,4-D by Immunoassay, Microtiter Plate | ABRAXIS LLC |  |  |  | 10/20/2021 8:42:11 AM
5136 | 54003B | 54003B ~ 2,4-D by Immunoassay, Microtiter Plate | ABRAXIS LLC | 54003B ~ Abraxis . 2,4-D by Immunoassay, Microtiter Plate |  | https://www.nemi.gov/methods/method_summary/9930/ | 9/7/2023 5:37:21 PM
5137 | 540041 | DDE/DDT by Immunoassay, Microtiter Plate | ABRAXIS LLC | 540041 ~ Abraxis . DDE/DDT by Immunoassay, Microtiter Plate |  | https://www.nemi.gov/methods/method_summary/9260/ | 9/7/2023 5:37:21 PM
5138 | 54004B | 54004B ~ 2,4-D in water by Immunoassay, Coated Tube | ABRAXIS LLC | 54004B ~ Abraxis . 2,4-D in water by Immunoassay, Coated Tube |  | https://www.nemi.gov/methods/method_summary/9514/ | 9/7/2023 5:37:21 PM
100902 | 543 | 543 ~ EPA; Determination of Selected Organic Chemicals in Drinking Water by On-line SPE-LC/MS/MS | USEPA | https://nepis.epa.gov/Exe/ZyPURL.cgi?Dockey=P100MD0C.txt |  |  | 4/5/2022 2:59:47 PM
100903 | 544 | 544 ~ EPA; Determination of Microcystins and Nodularin in Drinking Water by SPE and LC-MS/MS Detection | USEPA | http://cfpub.epa.gov/si/si_public_record_report.cfm?dirEntryId=306953&simpleSearch=1&searchAll=544 |  |  | 4/5/2022 2:59:47 PM
100904 | 545 | 545 ~ EPA; Determination of Cylindrospermopsin and Anatoxin-a in Drinking Water by Liquid Chromatography Electrospray Ionization Tandem Mass Spectrometry (LC/ESI-MS/MS) | USEPA | https://nepis.epa.gov/Exe/ZyPURL.cgi?Dockey=P100NGHH.txt |  |  | 4/5/2022 2:59:47 PM
100165 | 546 | Microcystins and Nodularins by Adda Enzyme-Linked Immunosorbent Assay | USEPA | https://www.epa.gov/dwanalyticalmethods/method-546-determination-total-microcystins-and-nodularins-drinking-water-and |  |  | 12/5/2017 3:53:45 PM
2035 | 547 | Glyphosate in Drinking Water by HPLC | USEPA | 547 ~ EPA-NERL . Glyphosate in Water Using HPLC w/ Post Column Derivitization |  | https://www.nemi.gov/methods/method_summary/4806/ | 9/7/2023 5:37:19 PM
2036 | 548 | Endothall in Water by Gas Chromatography | USEPA |  |  |  | 8/12/2006 11:50:00 PM
2037 | 548.1 | Endothall in Drinking Water | USEPA |  |  |  | 8/12/2006 11:50:00 PM
5025 | 548.1 (BY FID) | 548.1 BY FID ~ Endothall in Water Using GCMS | USEPA | 548.1 (by FID) ~ EPA-NERL . Endothall in Water Using GCMS |  | https://www.nemi.gov/methods/method_summary/4832/ | 9/7/2023 5:37:21 PM
5026 | 548.1 (BY MS) | 548.1 BY MS ~ Endothall in Water Using GCMS | USEPA | 548.1 (by MS) ~ EPA-NERL . Endothall in Water Using GCMS |  | https://www.nemi.gov/methods/method_summary/4807/ | 9/7/2023 5:37:21 PM
2038 | 549 | Diquat and Paraquat in Water by HPLC/UV | USEPA |  |  |  | 8/12/2006 11:50:00 PM
2039 | 549.1 | Diquat and Paraquat in Water by HPLC | USEPA |  |  |  | 8/12/2006 11:50:00 PM
3052 | 549.2 | Diquat and Paraquat in Water Using HPLC/UV | USEPA | 549.2 ~ EPA-NERL . Diquat and Paraquat in Water Using HPLC/UV |  | https://www.nemi.gov/methods/method_summary/4808/ | 9/7/2023 5:37:19 PM
2040 | 550 | Polycyclic Aromatic Hydrocarbons by HPLC | USEPA | 550 ~ EPA-NERL . PAHs in Water Using HPLC/UV/FL |  | https://www.nemi.gov/methods/method_summary/4782/ | 9/7/2023 5:37:19 PM
2041 | 550.1 | Polycyclic Aromatic Hydrocarbons by HPLC | USEPA | 550.1 ~ EPA-NERL . PAHs in Water Using HPLC/UV/FL |  | https://www.nemi.gov/methods/method_summary/4783/ | 9/7/2023 5:37:19 PM
5139 | 550051 | Organophosphate and Carbamate Pesticides by Cholinesterase Inhibition, Tube | ABRAXIS LLC | 550051 ~ Abraxis . Organophosphate and Carbamate Pesticides by Cholinesterase Inhibition, Tube |  | https://www.nemi.gov/methods/method_summary/9933/ | 9/7/2023 5:37:21 PM
5140 | 550055 | OP/Carbamate by Immunoassay, Microtiter Plate | ABRAXIS LLC | 550055 ~ Abraxis . OP/Carbamate by Immunoassay, Microtiter Plate |  | https://www.nemi.gov/methods/method_summary/11352/ | 9/7/2023 5:37:21 PM
1060 | 5502 | Aldrin by GC/ECD | NIOSH |  |  |  | 8/12/2006 11:50:00 PM
1061 | 5503 | Polychlorobiphenyls by GC/ECD | NIOSH |  |  |  | 8/12/2006 11:50:00 PM
1062 | 5504 | Organotin Compounds (as Sn) by HPLC/GFAA | NIOSH |  |  |  | 8/12/2006 11:50:00 PM
1063 | 5506 | Polynuclear Aromatic Hydrocarbons, HPLC | NIOSH |  |  |  | 8/12/2006 11:50:00 PM
1064 | 5508 | Kepone by GC/ECD | NIOSH |  |  |  | 8/12/2006 11:50:00 PM
1065 | 5509 | 3,3-Dichlorobenzidine and Benzidine HPLC | NIOSH |  |  |  | 8/12/2006 11:50:00 PM
2042 | 551 | Chlorinated Solvents in Water by GC | USEPA |  |  |  | 8/12/2006 11:50:00 PM
3145 | 551.1 | Chlorinated Compounds in Water Using GC-ECD | USEPA | 551.1 ~ EPA-OGWDW/TSC . Chlorinated Compounds in Water Using GC-ECD |  | https://www.nemi.gov/methods/method_summary/4809/ | 9/7/2023 5:37:19 PM
1066 | 5510 | Chlordane by GC/ECD | NIOSH |  |  |  | 8/12/2006 11:50:00 PM
427 | 5510-B | 5510 B ~ Aquatic Humic Substances in Water | APHA |  |  |  | 6/26/2019 4:12:45 PM
428 | 5510-C | 5510 C ~ Aquatic Humic Substances in Water | APHA |  |  |  | 6/26/2019 4:12:45 PM
1067 | 5512 | Pentachlorophenol by HPLC/UV | NIOSH |  |  |  | 8/12/2006 11:50:00 PM
1068 | 5514 | Demeton by GC/FPD | NIOSH |  |  |  | 8/12/2006 11:50:00 PM
1069 | 5515 | Polynuclear Aromatic Hydrocarbons by GC | NIOSH |  |  |  | 8/12/2006 11:50:00 PM
1070 | 5516 | 2,4- and 2,6-Toluenediamine by HPLC/UV | NIOSH |  |  |  | 8/12/2006 11:50:00 PM
1071 | 5517 | Polychlorobenzenes by GC/ECD | NIOSH |  |  |  | 8/12/2006 11:50:00 PM
1072 | 5518 | alpha and beta Naphthylamines by GC/FID | NIOSH |  |  |  | 8/12/2006 11:50:00 PM
1073 | 5519 | Endrin by GC/ECD | NIOSH |  |  |  | 8/12/2006 11:50:00 PM
2043 | 552 | Haloacetic Acids in Water by GC | USEPA |  |  |  | 8/12/2006 11:50:00 PM
2044 | 552.1 | Haloacetic Acids in Water by GC | USEPA | 552.1 ~ EPA-NERL . Haloacetic Acids and Dalapon in Water Using GCECD |  | https://www.nemi.gov/methods/method_summary/4784/ | 9/7/2023 5:37:19 PM
3146 | 552.2 | Haloacetic Acids and Dalapon in Water Using GCECD | USEPA | 552.2 ~ EPA-OGWDW/TSC . Haloacetic Acids and Dalapon in Water Using GCECD |  | https://www.nemi.gov/methods/method_summary/4787/ | 9/7/2023 5:37:19 PM
101345 | 552.3 | HALOACETIC ACIDS AND DALAPON | USEPA | DETERMINATION OF HALOACETIC ACIDS AND DALAPON IN DRINKING WATER BY LIQUID-LIQUID MICROEXTRACTION, DERIVATIZATION, AND GAS CHROMATOGRAPHY WITH ELECTRON CAPTURE DETECTION |  | https://nepis.epa.gov/Exe/ZyPDF.cgi/901V0400.PDF?Dockey=901V0400.PDF | 3/13/2026 10:55:34 PM
5027 | 552.3REV1.0 | 552.3REV1.0 ~ Haloacetic Acids and Dalapon in Drinking Water by Microextraction, Derivitization, and GC-ECD | USEPA | 552.3rev1.0 ~ EPA-OGWDW/TSC . Haloacetic Acids and Dalapon in Drinking Water by Microextraction, Derivitization, and GC-ECD |  | https://www.nemi.gov/methods/method_summary/7229/ | 9/7/2023 5:37:21 PM
429 | 5520-B | 5520 B ~ Oil and Grease by Gravimetric Analysis | APHA | 5520 B ~ Standard Methods . Oil and Grease by Partition-Gravimetric Method |  | https://www.nemi.gov/methods/method_summary/7608/ | 9/7/2023 5:37:18 PM
430 | 5520-C | 5520 C ~ Oil and Grease by Infrared Spectroscopy | APHA |  |  |  | 6/26/2019 4:12:45 PM
431 | 5520-D | 5520 D ~ Oil and Grease by Gravimetric Analysis | APHA |  |  |  | 6/26/2019 4:12:45 PM
432 | 5520-F | 5520 F ~ Hydrocarbons by Gravimetric Analysis | APHA |  |  |  | 6/26/2019 4:12:45 PM
1074 | 5521 | Monomeric Isocyanates by HPLC/UV | NIOSH |  |  |  | 8/12/2006 11:50:00 PM
2045 | 553(LLE) | 553 LLE ~ Benzidines and Pesticides in Water | USEPA |  |  |  | 6/26/2019 4:12:48 PM
2046 | 553(LSE) | 553 LSE ~ Benzidines and Pesticides in Water | USEPA |  |  |  | 6/26/2019 4:12:48 PM
433 | 5530-C | 5530 C ~ Phenols in Water by Spectrophotometry- Chloroform Extraction Method | APHA |  |  |  | 6/26/2019 4:12:45 PM
434 | 5530-D | 5530 D ~ Phenols in Water by Spectrophotometry- Direct Photometric Method | APHA |  |  |  | 6/26/2019 4:12:45 PM
2047 | 554 | Carbonyl Compounds in Water by HPLC | USEPA |  |  |  | 8/12/2006 11:50:00 PM
435 | 5540-C | 5540 C ~ Anionic Surfactants in Water as MBAS | APHA | 5540 C ~ Standard Methods . Anionic Surfactants as MBAS |  | https://www.nemi.gov/methods/method_summary/7612/ | 9/7/2023 5:37:18 PM
436 | 5540-D | 5540 D ~ Nonionic Surfactants as CTAS | APHA |  |  |  | 6/26/2019 4:12:45 PM
2048 | 555 | Chlorinated Acids in Water by HPLC | USEPA | 555 ~ EPA-NERL . Chlorinated Acids in Water Using HPLC/UV |  | https://www.nemi.gov/methods/method_summary/4788/ | 9/7/2023 5:37:19 PM
437 | 5550-B | 5550 B ~ Tannin and Lignin by Colorimetry | APHA |  |  |  | 6/26/2019 4:12:45 PM
5028 | 556 | Carbonyls by GC/ECD | USEPA | 556 ~ EPA-TSC/NERL . Carbonyls by GC/ECD |  | https://www.nemi.gov/methods/method_summary/4663/ | 9/7/2023 5:37:21 PM
5029 | 556.1 | Carbonyls by Fast GC/ECD | USEPA | 556.1 ~ EPA-OGWDW/TSC . Carbonyls by Fast GC/ECD |  | https://www.nemi.gov/methods/method_summary/4662/ | 9/7/2023 5:37:21 PM
438 | 5560-B | 5560 B ~ Non-Volatile and Volatile Organic Acids | APHA |  |  |  | 6/26/2019 4:12:45 PM
5030 | 557 | Haloacetic Acids, Bromate, and Dalapon in Drinking Water by IC-ESI-MS/MS | USEPA | 557 ~ EPA-OGWDW/TSC . Haloacetic Acids, Bromate, and Dalapon in Drinking Water by IC-ESI-MS/MS |  | https://www.nemi.gov/methods/method_summary/10621/ | 9/7/2023 5:37:21 PM
1075 | 5600 | Organophosphorus Pesticides by GC/FPD | NIOSH |  |  |  | 8/12/2006 11:50:00 PM
1076 | 5700 | Formaldehyde On Dust by HPLC/UV | NIOSH |  |  |  | 8/12/2006 11:50:00 PM
439 | 5710-B | 5710 B ~ Trihalomethane Formation Potential | APHA |  |  |  | 6/26/2019 4:12:45 PM
440 | 5710-C | 5710 C ~ Trihalomethane Formation Potential | APHA |  |  |  | 6/26/2019 4:12:45 PM
441 | 5710-D | 5710 D ~ Trihalomethane Formation Potential | APHA |  |  |  | 6/26/2019 4:12:45 PM
5141 | 580002 | 17-B Estradiol by Immunoassay, Microtiter Plate | ABRAXIS LLC | 580002 ~ Abraxis . 17-B Estradiol by Immunoassay, Microtiter Plate |  | https://www.nemi.gov/methods/method_summary/11365/ | 9/7/2023 5:37:21 PM
442 | 5910-B | 5910 B ~ UV - Absorbing Organic Compounds | APHA | 5910B ~ Standard Methods . UV-Absorbing organic constituents by Ultraviolet Absorption |  | https://www.nemi.gov/methods/method_summary/5719/ | 9/7/2023 5:37:18 PM
100512 | 5989-7073EN | Determination of Organic and Inorganic Selenium Species Using HPLC-ICP-MS | AGILENT | A methodology based on coupling isocratic high-performance liquid chromatography (HPLC) and inductively coupled plasma mass spectrometry (ICP-MS) with optimized collision/reaction cell conditions for the simultaneous analysis of organic and inorganic selenium species in natural water samples |  | https://www.agilent.com/cs/library/primers/public/Primer_Environmental_elemental_analysis.pdf | 4/3/2020 9:20:08 PM
2049 | 5A | 5A ~ Particulate Emissions in Air | USEPA |  |  |  | 6/26/2019 4:12:48 PM
2050 | 5B | 5B ~ Nonsulfuric Acid Particulate Matter | USEPA |  |  |  | 6/26/2019 4:12:48 PM
2051 | 5D | 5D ~ Particulate Emissions in Air | USEPA |  |  |  | 6/26/2019 4:12:48 PM
2052 | 5E | 5E ~ Particulate Emissions in Air | USEPA |  |  |  | 6/26/2019 4:12:48 PM
2053 | 5F | 5F ~ Non-Sulfate Particulate Matter in Air | USEPA |  |  |  | 6/26/2019 4:12:48 PM
2054 | 5G | 5G ~ Particulate Emissions in Air | USEPA |  |  |  | 6/26/2019 4:12:48 PM
2055 | 5H | 5H ~ Particulate Emissions in Air | USEPA |  |  |  | 6/26/2019 4:12:48 PM
2056 | 6 (ATM SO2) | 6 ATM SO2 ~ Sulfur Dioxide from Stationary Sources | USEPA |  |  |  | 6/26/2019 4:12:48 PM
2057 | 6 (FORMALDEHYD) | 6 FORMALDEHYD ~ Formaldehyde in Wastewater by GC | USEPA |  |  |  | 6/26/2019 4:12:48 PM
2058 | 6 (PO-210) | 6 PO-210 ~ Polonium-210 in Soil and Air Filters | USEPA |  |  |  | 6/26/2019 4:12:48 PM
10012 | 60-21A | 60-21 A ~ pH Reading of Saturated Soil Paste | USDA |  |  |  | 6/26/2019 4:12:53 PM
10016 | 60-24 | Methods for Soil Characterization-Organic Matter | USDA |  |  |  | 10/4/2011 6:23:27 PM
1077 | 600 | Respirable Particulates by Gravimetric | NIOSH |  |  |  | 8/12/2006 11:50:00 PM
3200 | 600-R-00-013 | Membrane filtration plating of coliform bacteria on MI agar | USEPA | 600-R-00-013 ~ EPA-MICRO . Membrane filtration plating of coliform bacteria on MI agar |  | https://www.nemi.gov/methods/method_summary/5576/ | 9/7/2023 5:37:19 PM
100514 | 600/2-78-054 | FIELD AND LABORATORY METHODS APPLICABLE TO OVERBURDENS AND MINESOIL | USEPA | Incorporated within this manual are step-by-step procedures on field identification of common rocks and minerals. field sampling techniques. processing of rock and soil samples. and chemical, mineralogical, microbiological, and physical analyses of the samples. The method can be used by mining companies, consultant firms, and State and Federal agencies to insure mining efficiency, post-mining land and water quality, and long range land use. Inherent to these methods is the definition of terms. Many common terms are used inconsistently even within small groups. and when multiple disciplines are involved, communication demands that many terms must be defined for that particular purpose. Thus, the definition of essential rock, soil, chemical, mineralogical, microbiological, and physical terms constitute an important part of this project.( Color illustrations reproduced in black and white) |  |  | 9/7/2023 5:37:21 PM
100115 | 600/3-79-091 | Aqueous Ammonia Equilibrium-Tabulation of Percent Un-Ionized Ammonia | USEPA |  |  |  | 6/1/2016 7:25:03 AM
100116 | 600/4-87/26 18.0 | TOTAL NITROGEN (HANDBOOK OF METHODS FOR ACID DEPOSITION STUDIES) | USEPA | http://nepis.epa.gov/Exe/ZyPURL.cgi?Dockey=30000VXM.TXT |  |  | 6/1/2016 7:25:03 AM
100117 | 600/4-87/26 22.0 | SILICA (HANDBOOK OF METHODS FOR ACID DEPOSITION STUDIES) | USEPA | http://nepis.epa.gov/Exe/ZyPURL.cgi?Dockey=30000VXM.TXT |  |  | 6/1/2016 7:25:03 AM
100118 | 600/4-87/26 5.5.1 | ANC PH (HANDBOOK OF METHODS FOR ACID DEPOSITION STUDIES) | USEPA |  |  |  | 6/1/2016 7:25:03 AM
100119 | 600/4-87/26 5.5.3 | AIR EQUILBRATED PH (HANDBOOK OF METHODS FOR ACID DEPOSITION STUDIES) | USEPA |  |  |  | 6/1/2016 7:25:03 AM
100120 | 600/4-87/26 9.0 | AMMONIUM (HANDBOOK OF METHODS FOR ACID DEPOSITION STUDIES) | USEPA | http://nepis.epa.gov/Exe/ZyPURL.cgi?Dockey=30000VXM.TXT |  |  | 6/1/2016 7:25:03 AM
100362 | 600/8-78/017, p124 | Fecal Coliform by Direct Membrane Filter | USEPA |  |  |  | 4/2/2018 6:59:07 AM
1078 | 6001 | Arsine | NIOSH |  |  |  | 8/12/2006 11:50:00 PM
1079 | 6002 | Phosphine by UV-VIS Spectrometer | NIOSH |  |  |  | 8/12/2006 11:50:00 PM
1080 | 6004 | Sulfur Dioxide by Ion Chromatography | NIOSH |  |  |  | 8/12/2006 11:50:00 PM
1081 | 6005 | Iodine by Ion Chromatography | NIOSH |  |  |  | 8/12/2006 11:50:00 PM
1082 | 6006 | Diborane by Plasma Emission Spectrometry | NIOSH |  |  |  | 8/12/2006 11:50:00 PM
1083 | 6007 | Nickel Carbonyl AA Graphite Furnace | NIOSH |  |  |  | 8/12/2006 11:50:00 PM
1084 | 6008 | Stibine by Visible Spectrophotometry | NIOSH |  |  |  | 8/12/2006 11:50:00 PM
1085 | 6009 | Mercury by Cold Vapor Atomic Absorption | NIOSH |  |  |  | 8/12/2006 11:50:00 PM
2059 | 601 | Purgeable Halocarbons in Wastewater | USEPA | 601 ~ EPA-EAD . Purgeable Halocarbons via GC with Electrolytic conductivity (ELCD) or microcoulometric detector |  | https://www.nemi.gov/methods/method_summary/5227/ | 9/7/2023 5:37:19 PM
1086 | 6010 | Hydrogen Cyanide by Visible Absorption | NIOSH |  |  |  | 8/12/2006 11:50:00 PM
100878 | 6010 C***retired*** 6010C | DO NOT USE***6010 C ~ Trace elements in solution by ICP AES | USEPA | DO NOT USE ~ | duplicate records |  | 11/18/2024 5:21:35 PM
2060 | 6010A | 6010 A ~ ICP Spectroscopy | USEPA |  |  |  | 6/26/2019 4:12:48 PM
2061 | 6010B | 6010 B ~ Inductively Coupled Plasma AES | USEPA |  |  |  | 6/26/2019 4:12:48 PM
3195 | 6010C | 6010 C ~ Inductively Coupled Plasma - Atomic Emission Spectroscopy (ICP-AES) | USEPA | 6010 C ~ EPA-RCA . Trace elements in solution by ICP AES |  | https://www.nemi.gov/methods/method_summary/4712/ | 9/7/2023 5:37:19 PM
100166 | 6010D | 6010 D ~ Inductively Coupled Plasma - Optical Emission Spectrometry (ICP-OES) | USEPA | https://www.epa.gov/sites/production/files/2015-12/documents/6010d.pdf |  |  | 6/26/2019 4:12:53 PM
1087 | 6011 | Chlorine and Bromine by IC | NIOSH |  |  |  | 8/12/2006 11:50:00 PM
1088 | 6012 | Sulfuryl Fluoride by Ion Chromatography | NIOSH |  |  |  | 8/12/2006 11:50:00 PM
1089 | 6013 | Hydrogen Sulfide by Ion Chromatography | NIOSH |  |  |  | 8/12/2006 11:50:00 PM
1090 | 6014 | Nitric Oxide and Nitrogen Dioxide | NIOSH |  |  |  | 8/12/2006 11:50:00 PM
1091 | 6015 | Ammonia | NIOSH |  |  |  | 8/12/2006 11:50:00 PM
2062 | 602 | Purgeable Aromatics in Wastewater by GC | USEPA | 602 ~ EPA-EAD . Purgeable Aromatics via GC with Photoionization Detector (PID) |  | https://www.nemi.gov/methods/method_summary/5228/ | 9/7/2023 5:37:19 PM
2063 | 6020 | Inductively Coupled Plasma - Mass Spec. | USEPA |  |  |  | 8/12/2006 11:50:00 PM
2064 | 6020_M | 6020 M ~ Inductively Coupled Plasma - Mass Spec. | USEPA |  |  |  | 6/26/2019 4:12:48 PM
5031 | 6020A | 6020 A ~ ICP-MS | USEPA | 6020A ~ EPA-RCA . ICP-MS |  | https://www.nemi.gov/methods/method_summary/9186/ | 9/7/2023 5:37:21 PM
100145 | 6020B | 6020 B ~ Inductively Coupled Plasma - Mass Spectrometry, part of Test Methods for Evaluating Solid Waste | USEPA | SW-846 Test Method 6020B: Inductively Coupled Plasma - Mass Spectrometry, part of Test Methods for Evaluating Solid Waste, Physical/Chemical Methods (PDF) https://www.epa.gov/sites/production/files/2015-12/documents/6020b.pdf |  |  | 6/26/2019 4:12:53 PM
2065 | 603 | Acrolein and Acrylonitrile in Wastewater | USEPA | 603 ~ EPA-EAD . Acrolein and Acrylonitrile Purge and Trap via GC with Flame Ionization Detector (FID) |  | https://www.nemi.gov/methods/method_summary/5244/ | 9/7/2023 5:37:19 PM
5032 | 604 | Phenols in Water Using GCECD/FID | USEPA | 604 ~ EPA-EAD . Phenols in Water Using GCECD/FID |  | https://www.nemi.gov/methods/method_summary/4789/ | 9/7/2023 5:37:21 PM
2066 | 604(A) | 604 A ~ Phenols in Wastewater by GC/FID | USEPA |  |  |  | 6/26/2019 4:12:48 PM
2067 | 604(B) | 604 B ~ Phenols in Wastewater by GC/ECD | USEPA |  |  |  | 6/26/2019 4:12:48 PM
2068 | 604.1 | Hexachlorophene and Dichlorophen | USEPA |  |  |  | 8/12/2006 11:50:00 PM
443 | 6040-B | 6040 B ~ Organics by Closed Loop Stripping | APHA |  |  |  | 7/6/2021 4:15:51 PM
444 | 6040-C | 6040 C ~ Organics in Water by Purge and Trap GC | APHA |  |  |  | 7/6/2021 4:15:51 PM
4654 | 6040D | 6040 D ~ Solid-Phase Microextraction (SPME) | APHA | 6040D ~ Standard Methods . Solid-Phase Microextraction (SPME) |  | https://www.nemi.gov/methods/method_summary/5720/ | 9/7/2023 5:37:19 PM
2069 | 605 | Benzidines in Wastewater by HPLC | USEPA | 605 ~ EPA-EAD . Benzidenes in Water Using HPLC/ED |  | https://www.nemi.gov/methods/method_summary/4790/ | 9/7/2023 5:37:19 PM
2070 | 606 | Phthalate Esters in Wastewater by GC | USEPA | 606 ~ EPA-EAD . Phthalate Esters in Water by GCECD |  | https://www.nemi.gov/methods/method_summary/4791/ | 9/7/2023 5:37:19 PM
2071 | 607 | Nitrosamines in Wastewater by GC | USEPA | 607 ~ EPA-EAD . Nitrosamines in wastewater |  | https://www.nemi.gov/methods/method_summary/5779/ | 9/7/2023 5:37:19 PM
2072 | 608 | Organochlorine Pesticides and PCBs by GC | USEPA | 608 ~ EPA-EAD . Organochlorine Pesticides and PCBs via GC with Electron Capture Detector (ECD) |  | https://www.nemi.gov/methods/method_summary/5246/ | 9/7/2023 5:37:19 PM
2073 | 608.1 | Organochlorine Pesticides in Wastewater | USEPA |  |  |  | 8/12/2006 11:50:00 PM
2074 | 608.2 | Organochlorine Pesticides in Wastewater | USEPA |  |  |  | 8/12/2006 11:50:00 PM
100471 | 608.3 | Organochlorine Pesticides and PCBs by GC/HSD | USEPA |  |  |  | 2/20/2019 7:56:11 AM
5033 | 609 | Nitroaromatics and Isophorone via GC with Flame Ionization Detector (FID) and Electron Capture Detector (ECD) | USEPA | 609 ~ EPA-EAD . Nitroaromatics and Isophorone via GC with Flame Ionization Detector (FID) and Electron Capture Detector (ECD) |  | https://www.nemi.gov/methods/method_summary/5247/ | 9/7/2023 5:37:21 PM
2075 | 609(A) | 609 A ~ Nitroaromatics and Isopherone by GC | USEPA |  |  |  | 6/26/2019 4:12:48 PM
2076 | 609(B) | 609 B ~ Nitroaromatics and Isophorone | USEPA |  |  |  | 6/26/2019 4:12:48 PM
2077 | 61 | Hexavalent Chromium in Stack Emissions | USEPA |  |  |  | 8/12/2006 11:50:00 PM
2078 | 610 | Polynuclear Aromatic Hydrocarbons by GC | USEPA | 610 ~ EPA-EAD . Polynuclear Aromatic Hydrocarbons by GC |  | https://www.nemi.gov/methods/method_summary/4713/ | 9/7/2023 5:37:19 PM
2079 | 611 | Haloethers in Wastewater by GC | USEPA | 611 ~ EPA-EAD . Haloethers in Water by GCELCD |  | https://www.nemi.gov/methods/method_summary/4792/ | 9/7/2023 5:37:19 PM
2080 | 612 | Chlorinated Hydrocarbons by GC | USEPA | 612 ~ EPA-EAD . Chlorinated Hydrocarbons in Water by GCECD |  | https://www.nemi.gov/methods/method_summary/4793/ | 9/7/2023 5:37:19 PM
2081 | 613 | Tetrachlorodibenzo-p-dioxin by GC/MS | USEPA | 613 ~ EPA-EAD . Qualitative confirmation and Quantification of 2,3,7,8-TCDD via GC/MS after a screen using Method 625 |  | https://www.nemi.gov/methods/method_summary/5248/ | 9/7/2023 5:37:19 PM
2082 | 614 | Organophosphorus Pesticides I | USEPA |  |  |  | 8/12/2006 11:50:00 PM
2083 | 614.1 | Organophosphorus Pesticides II | USEPA |  |  |  | 8/12/2006 11:50:00 PM
2084 | 615 | Chlorinated Herbicides in Wastewater | USEPA |  |  |  | 8/12/2006 11:50:00 PM
2085 | 616 | C, H, O Containing Pesticides in Water | USEPA |  |  |  | 8/12/2006 11:50:00 PM
2086 | 617 | Organohalide Pesticides and PCBs | USEPA |  |  |  | 8/12/2006 11:50:00 PM
2087 | 618 | Volatile Pesticides in Water by GC | USEPA |  |  |  | 8/12/2006 11:50:00 PM
2088 | 619 | Triazine Pesticides in Wastewater | USEPA |  |  |  | 8/12/2006 11:50:00 PM
2089 | 620 | Diphenylamine in Wastewater by GC | USEPA |  |  |  | 8/12/2006 11:50:00 PM
4655 | 6200B | 6200 B ~ Volatile organic compounds in Water by Purge and Trap Capillary-Column GC/MS Method | APHA | 6200B ~ Standard Methods . Volatile organic compounds in Water by Purge and Trap Capillary-Column GC/MS Method |  | https://www.nemi.gov/methods/method_summary/5721/ | 9/7/2023 5:37:19 PM
4656 | 6200C | 6200 C ~ Volatile organic compounds in Water by Purge and Trap Capillary-Column GC Method | APHA | 6200C ~ Standard Methods . Volatile organic compounds in Water by Purge and Trap Capillary-Column GC Method |  | https://www.nemi.gov/methods/method_summary/5722/ | 9/7/2023 5:37:19 PM
2090 | 621 | Carbamate Pesticides - TLC | USEPA |  |  |  | 8/12/2006 11:50:00 PM
445 | 6210-B | 6210 B ~ Volatile Organics by Purge and Trap GC | APHA |  |  |  | 6/26/2019 4:12:45 PM
446 | 6210-C | 6210 C ~ Volatile Organics by Purge and Trap GC | APHA |  |  |  | 6/26/2019 4:12:45 PM
447 | 6210-D | 6210 D ~ Volatile Organics by Purge and Trap CGC | APHA |  |  |  | 6/26/2019 4:12:45 PM
448 | 6211-B | 6211 B ~ Methane in Water by Combustable Gas | APHA |  |  |  | 6/26/2019 4:12:45 PM
449 | 6211-C | 6211 C ~ Methane in Water by Volumetric Analysis | APHA |  |  |  | 6/26/2019 4:12:45 PM
2091 | 622 | Organophosphorus Pesticides III by GC | USEPA |  |  |  | 8/12/2006 11:50:00 PM
2092 | 622.1 | Thiophosphate Pesticides in Wastewater | USEPA |  |  |  | 8/12/2006 11:50:00 PM
450 | 6220-B | 6220 B ~ Volatile Aromatic Organics in Water | APHA |  |  |  | 6/26/2019 4:12:45 PM
451 | 6220-C | 6220 C ~ Volatile Aromatic Organics in Water | APHA |  |  |  | 6/26/2019 4:12:45 PM
452 | 6220-D | 6220 D ~ Volatile Aromatic Organics in Water | APHA |  |  |  | 6/26/2019 4:12:45 PM
453 | 6220-E | 6220 E ~ Volatile Aromatic Organics in Water | APHA |  |  |  | 6/26/2019 4:12:45 PM
454 | 6230-B | 6230 B ~ Volatile Halocarbons in Water by GC | APHA |  |  |  | 6/26/2019 4:12:45 PM
455 | 6230-C | 6230 C ~ Volatile Halocarbons in Water by GC | APHA |  |  |  | 6/26/2019 4:12:45 PM
456 | 6230-D | 6230 D ~ Volatile Halocarbons in Water by GC | APHA |  |  |  | 6/26/2019 4:12:45 PM
457 | 6230-E | 6230 E ~ Volatile Halocarbons in Water by GC/MS | APHA |  |  |  | 6/26/2019 4:12:45 PM
458 | 6231-B | 6231 B ~ EDB and DBCP in Water by CGC | APHA |  |  |  | 6/26/2019 4:12:45 PM
459 | 6231-C | 6231 C ~ EDB and DBCP in Water by CGC/MS | APHA |  |  |  | 6/26/2019 4:12:45 PM
460 | 6231-D | 6231 D ~ EDB and DBCP in Water by CGC | APHA |  |  |  | 6/26/2019 4:12:45 PM
461 | 6232-B | 6232 B ~ Trihalomethanes in Water by CGC | APHA |  |  |  | 6/26/2019 4:12:45 PM
462 | 6232-C | 6232 C ~ Trihalomethanes in Water by CGC/MS | APHA |  |  |  | 6/26/2019 4:12:45 PM
463 | 6232-D | 6232 D ~ Trihalomethanes in Water by CGC | APHA |  |  |  | 6/26/2019 4:12:45 PM
464 | 6233-B | 6233 B ~ Haloacetic Acids and Trichlorphenol | APHA |  |  |  | 6/26/2019 4:12:45 PM
2093 | 624 | Purgeable Organics in Wastewater | USEPA | 624 ~ EPA-EAD . Purgeable Organic Compounds via GC/MS |  | https://www.nemi.gov/methods/method_summary/5249/ | 9/7/2023 5:37:19 PM
2094 | 624-S | 624 S ~ Organics in Sludge - Volatiles | USEPA |  |  |  | 6/26/2019 4:12:48 PM
100472 | 624.1 | Purgeables by GC/MS | USEPA |  |  |  | 2/20/2019 7:56:11 AM
2095 | 625 | Base/Neutral and Acid Organics in Wastewater | USEPA | 625 ~ EPA-NERL . Base/Neutral and Acid Organics in Wastewater |  | https://www.nemi.gov/methods/method_summary/4714/ | 9/7/2023 5:37:19 PM
2096 | 625-S | 625 S ~ Organics in Sludge - Base/Neutral and Acid | USEPA |  |  |  | 6/26/2019 4:12:48 PM
100473 | 625.1 | Base/Neutrals and Acids by GC/MS | USEPA |  |  |  | 2/20/2019 7:56:11 AM
465 | 6251-B | 6251 B ~ Disinfection By-Products: Haloacetic Acids and Trichlorophenol | APHA | 6251B ~ Standard Methods . Haloacetic acids and trichlorophenol in Water by Micro Liquid-Liquid Extraction GC Method |  | https://www.nemi.gov/methods/method_summary/5723/ | 9/7/2023 5:37:18 PM
100601 | 6251B***retired*** 6251-B | DO NOT USE***6251 B ~ Haloacetic acids and trichlorophenol in Water by Micro Liquid-Liquid Extraction GC Method | APHA | DO NOT USE ~ | duplicate records |  | 11/18/2024 5:21:34 PM
466 | 6252-B | 6252 B ~ Disinfection By-Products: Aldehydes | APHA |  |  |  | 6/26/2019 4:12:45 PM
2097 | 626 | Acrolein and Acrylonitrile by GC | USEPA |  |  |  | 8/12/2006 11:50:00 PM
2098 | 627 | Dinitroaniline Pesticides in Wastewater | USEPA |  |  |  | 8/12/2006 11:50:00 PM
2099 | 629 | Cyanazine in Wastewater by HPLC | USEPA |  |  |  | 8/12/2006 11:50:00 PM
2100 | 630 | Dithiocarbamate Pesticides in Wastewater | USEPA |  |  |  | 8/12/2006 11:50:00 PM
2101 | 630.1 | Dithiocarbamate Pesticides in Water | USEPA |  |  |  | 8/12/2006 11:50:00 PM
2102 | 631 | Benomyl and Carbendazim in Wastewater | USEPA |  |  |  | 8/12/2006 11:50:00 PM
2103 | 632 | Carbamate Pesticides by HPLC/UV | USEPA |  |  |  | 8/12/2006 11:50:00 PM
2104 | 632.1 | Carbamate Pesticides by HPLC/UV | USEPA |  |  |  | 8/12/2006 11:50:00 PM
2105 | 633 | Organonitrogen Pesticides in Wastewater | USEPA |  |  |  | 8/12/2006 11:50:00 PM
2106 | 633.1 | Nitrogen-Containing Pesticides in Water | USEPA |  |  |  | 8/12/2006 11:50:00 PM
2107 | 634 | Thiocarbate Pesticides in Wastewaters | USEPA |  |  |  | 8/12/2006 11:50:00 PM
2108 | 635 | Rotenone in Wastewater by HPLC | USEPA |  |  |  | 8/12/2006 11:50:00 PM
2109 | 636 | Bensulide in Wastewater by HPLC/UV | USEPA |  |  |  | 8/12/2006 11:50:00 PM
2110 | 637 | MBTS and TCMTB in Wastewater by HPLC | USEPA |  |  |  | 8/12/2006 11:50:00 PM
2111 | 638 | Determination of Oryzalin in Wastewater | USEPA |  |  |  | 8/12/2006 11:50:00 PM
2112 | 639 | Determination of Bendiocarb in Water | USEPA |  |  |  | 8/12/2006 11:50:00 PM
2113 | 640 | Mercaptobenzothiazole in Wastewaters | USEPA |  |  |  | 8/12/2006 11:50:00 PM
1092 | 6402 | Phosphorus Trichloride by Visible Spec. | NIOSH |  |  |  | 8/12/2006 11:50:00 PM
2114 | 641 | Thiabendazole in Wastewater by HPLC | USEPA |  |  |  | 8/12/2006 11:50:00 PM
100602 | 6410 B***retired*** 6410-B | DO NOT USE***6410 B ~ Extractable Semivolatile Organics by GC-MS | APHA | DO NOT USE ~ | duplicate records |  | 11/18/2024 5:21:34 PM
467 | 6410-B | 6410 B ~ Extractable Semivolatile Organics by GC | APHA | 6410 B ~ Standard Methods . Extractable Semivolatile Organics by GC-MS |  | https://www.nemi.gov/methods/method_summary/4715/ | 9/7/2023 5:37:18 PM
2115 | 642 | Biphenyl and Ortho Phenylphenol in Water | USEPA |  |  |  | 8/12/2006 11:50:00 PM
468 | 6420-BA | 6420 BA ~ Phenols in Water by Gas Chromatography | APHA |  |  |  | 6/26/2019 4:12:45 PM
469 | 6420-BB | 6420 BB ~ Phenols in Water by Gas Chromatography | APHA |  |  |  | 6/26/2019 4:12:45 PM
470 | 6420-C | 6420 C ~ Phenols in Water by Gas Chromatography | APHA |  |  |  | 6/26/2019 4:12:45 PM
4657 | 6420B | 6420 B ~ Phenols in Water by Liquid-Liquid Extraction GC | APHA | 6420B ~ Standard Methods . Phenols in Water by Liquid-Liquid Extraction GC |  | https://www.nemi.gov/methods/method_summary/5724/ | 9/7/2023 5:37:19 PM
2116 | 643 | Determination of Bentazon in Wastewater | USEPA |  |  |  | 8/12/2006 11:50:00 PM
471 | 6431-B | 6431 B ~ Polychorinated Biphenyls in Water by GC | APHA |  |  |  | 6/26/2019 4:12:45 PM
472 | 6431-C | 6431 C ~ Polychlorinated Biphenyls in Water by GC | APHA |  |  |  | 6/26/2019 4:12:45 PM
2117 | 644 | Determination of Picloram in Wastewater | USEPA |  |  |  | 8/12/2006 11:50:00 PM
100603 | 6440 B***retired*** 6440-B | DO NOT USE***6440 B ~ PAH's in Water by HPLC | APHA | DO NOT USE ~ | duplicate records |  | 11/18/2024 5:21:34 PM
473 | 6440-B | 6440 B ~ Polynuclear Aromatic Hydrocarbons | APHA | 6440 B ~ Standard Methods . PAH's in Water by HPLC |  | https://www.nemi.gov/methods/method_summary/4716/ | 9/7/2023 5:37:18 PM
474 | 6440-C | 6440 C ~ Polynuclear Aromatic Hydrocarbons by GC | APHA |  |  |  | 6/26/2019 4:12:45 PM
2118 | 645 | Amine Pesticides and Lethane in Water | USEPA |  |  |  | 8/12/2006 11:50:00 PM
2119 | 646 | Dinitro Aromatic Pesticides in Water | USEPA |  |  |  | 8/12/2006 11:50:00 PM
100151 | 6500 | Dissolved Inorganic Anions in Aqueous Matrices by Capillary Ion Electrophoresis | OWRB-GMAP | Dissolved Inorganic Anions in Aqueous Matrices by Capillary Ion Electrophoresis |  | https://www.epa.gov/sites/production/files/2015-12/documents/6500.pdf | 12/5/2017 3:53:44 PM
1093 | 6600 | Nitrous Oxide by Infrared Spectrophotometry | NIOSH |  |  |  | 8/12/2006 11:50:00 PM
1094 | 6601 | Oxygen by Electrochemical Sensor | NIOSH |  |  |  | 8/12/2006 11:50:00 PM
1095 | 6602 | Sulfur Hexafluoride by Portable GC | NIOSH |  |  |  | 8/12/2006 11:50:00 PM
1096 | 6603 | Carbon Dioxide by GC/TCD | NIOSH |  |  |  | 8/12/2006 11:50:00 PM
475 | 6610-B | 6610 B ~ Carbamate Pesticides in Water by HPLC | APHA | 6610B ~ Standard Methods . Pesticides in Water by HPLC |  | https://www.nemi.gov/methods/method_summary/5725/ | 9/7/2023 5:37:18 PM
100604 | 6610B***retired*** 6610-B | DO NOT USE***6610 B ~ Pesticides in Water by HPLC | APHA | DO NOT USE ~ | duplicate records |  | 11/18/2024 5:21:34 PM
100605 | 6630 C***retired*** 6630-C | DO NOT USE***6630 C ~ Organochlorine Pesticides in Water by GC | APHA | DO NOT USE ~ | duplicate records |  | 11/18/2024 5:21:34 PM
476 | 6630-B | 6630 B ~ Organochlorine Pesticides in Water by GC | APHA |  |  |  | 6/26/2019 4:12:45 PM
477 | 6630-C | 6630 C ~ Organochlorine Pesticides in Water by GC | APHA | 6630 C ~ Standard Methods . Organochlorine Pesticides in Water by GC |  | https://www.nemi.gov/methods/method_summary/4717/ | 9/7/2023 5:37:18 PM
478 | 6630-D | 6630 D ~ Organochlorine Pesticides in Water by GC | APHA |  |  |  | 6/26/2019 4:12:45 PM
479 | 6640-B | 6640 B ~ Chlorinated Phenoxy Herbicides in Water | APHA |  |  |  | 6/26/2019 4:12:45 PM
480 | 6651-B | 6651 B ~ Glyphosate Herbicide in Water | APHA |  |  |  | 6/26/2019 4:12:45 PM
2120 | 680 | Pesticides and PCBs | USEPA |  |  |  | 8/12/2006 11:50:00 PM
101339 | 6850 | PERCHLORATE IN WATER, SOILS AND SOLID WASTES | USEPA | PERCHLORATE IN WATER, SOILS AND SOLID WASTES USING HIGH PERFORMANCE LIQUID CHROMATOGRAPHY/ELECTROSPRAY IONIZATION /MASS SPECTROMETRY (HPLC/ESI/MS OR HPLC/ESI/MS/MS) |  | https://www.epa.gov/sites/default/files/2015-12/documents/6850.pdf | 3/13/2026 10:55:34 PM
2121 | 6A | 6A ~ Sulfur Dioxide, Carbon Dioxide, Moisture | USEPA |  |  |  | 6/26/2019 4:12:48 PM
2122 | 6B | 6 B ~ Sulfur Dioxide and Carbon Dioxide in Air | USEPA |  |  |  | 6/26/2019 4:12:48 PM
2123 | 6C | 6 C ~ Sulfur Dioxide from Stationary Sources | USEPA |  |  |  | 6/26/2019 4:12:48 PM
2124 | 7 (ATM NOX) | 7 ATM NOX ~ Nitrogen Oxide from Stationary Sources | USEPA |  |  |  | 6/26/2019 4:12:48 PM
2125 | 7 (SR-89/90) | 7 SR-89/90 ~ Strontium-89 and Strontium-90 in Milk | USEPA |  |  |  | 6/26/2019 4:12:48 PM
5168 | 7000301 | PCP (pentachlorophenol) in soils/sediment by immunoassay | MWI | 7000301 ~ MWI . PCP (pentachlorophenol) in soils/sediment by immunoassay |  | https://www.nemi.gov/methods/method_summary/5639/ | 9/7/2023 5:37:21 PM
2126 | 7000A(FLAA) | 7000 A FLAA ~ Atomic Absorption - FLAA | USEPA |  |  |  | 6/26/2019 4:12:48 PM
2127 | 7000A(GFAA) | 7000 A GFAA ~ Atomic Absorption - GFAA | USEPA |  |  |  | 6/26/2019 4:12:48 PM
3241 | 7000B | 7000 B ~ Flame Atomic Absorption | USEPA |  |  |  | 6/26/2019 4:12:51 PM
3203 | 7010 | GRAPHITE FURNACE ATOMIC ABSORPTION SPECTROPHOTOMETRY | USEPA |  |  |  | 12/9/2011 1:43:04 PM
1097 | 7013 | Aluminum and Compounds | NIOSH |  |  |  | 8/12/2006 11:50:00 PM
1098 | 7020 | Calcium by Atomic Absorption | NIOSH |  |  |  | 8/12/2006 11:50:00 PM
2128 | 7020 | Aluminum by FLAA | USEPA |  |  |  | 8/12/2006 11:50:00 PM
1099 | 7024 | Chromium by Flame Atomic Absorption | NIOSH |  |  |  | 8/12/2006 11:50:00 PM
1100 | 7027 | Cobalt by Flame Atomic Absorption | NIOSH |  |  |  | 8/12/2006 11:50:00 PM
100550 | 7027 | Determination of Turbidity Technique Quantitative methods | ISO | https://www.comm-tec.com/Docs/Brochure/Turner/ISO_7027_S-0132.pdf |  |  | 2/16/2021 7:30:14 AM
1101 | 7029 | Copper by Flame Atomic Absorption | NIOSH |  |  |  | 8/12/2006 11:50:00 PM
1102 | 7030 | Zinc and Compounds by FLAA | NIOSH |  |  |  | 8/12/2006 11:50:00 PM
2129 | 7040 | Antimony by FLAA | USEPA |  |  |  | 8/12/2006 11:50:00 PM
2130 | 7041 | Antimony by GFAA | USEPA |  |  |  | 8/12/2006 11:50:00 PM
1103 | 7048 | Cadmium by Atomic Absorption | NIOSH |  |  |  | 8/12/2006 11:50:00 PM
1104 | 7056 | Barium, soluble compounds | NIOSH |  |  |  | 8/12/2006 11:50:00 PM
101400 | 7060 | Arsenic, (AA, Furnace Technique) | USEPA | Determination of arsenic in water and waste by atomic absorption spectrophotometry using the graphite furnace technique. |  |  | 4/18/2026 4:06:50 AM
5169 | 70606 | PAH in soils/sediment by immunoassay | MWI | 70606 ~ MWI . PAH in soils/sediment by immunoassay |  | https://www.nemi.gov/methods/method_summary/5635/ | 9/7/2023 5:37:21 PM
100559 | 70606***retired*** | DO NOT USE***PAH in soils/sediment by immunoassay | MODERN WATER***retired***use MWI | DO NOT USE ~ 70606 ~ Modern Waters . https://www.nemi.gov/methods/method_summary/5635/ | duplicate records | https://www.nemi.gov/methods/method_summary/5635/ | 11/18/2024 5:21:34 PM
2131 | 7060A | 7060 A ~ Arsenic by GFAA | USEPA | 7060A ~ EPA-RCA . Arsenic by GFAA |  | https://www.nemi.gov/methods/method_summary/5260/ | 9/7/2023 5:37:19 PM
5170 | 7061301 | PAH in soils/sediment by immunoassay | MWI | 7061301 ~ MWI . PAH in soils/sediment by immunoassay |  | https://www.nemi.gov/methods/method_summary/5636/ | 9/7/2023 5:37:21 PM
100560 | 7061301***retired*** | DO NOT USE***PAH in soils/sediment by immunoassay | MODERN WATER***retired***use MWI | DO NOT USE ~ 7061301 ~ Modern Water | duplicate records | https://www.nemi.gov/methods/method_summary/5636/ | 11/18/2024 5:21:34 PM
2132 | 7061A | 7061 A ~ Arsenic by Gaseous Hydride AA | USEPA |  |  |  | 6/26/2019 4:12:48 PM
2133 | 7062 | Antimony and Arsenic by GBAA | USEPA |  |  |  | 8/12/2006 11:50:00 PM
5171 | 70620 | PAH in water by immunoassay | MWI | 70620 ~ MWI . PAH in water by immunoassay |  | https://www.nemi.gov/methods/method_summary/5630/ | 9/7/2023 5:37:21 PM
100561 | 70620***retired*** | DO NOT USE***PAH in water by immunoassay | MODERN WATER***retired***use MWI | DO NOT USE ~ 70620 ~ Modern Water | duplicate records | https://www.nemi.gov/methods/method_summary/5630/ | 11/18/2024 5:21:34 PM
2134 | 7063 | Arsenic by ASV | USEPA |  |  |  | 8/12/2006 11:50:00 PM
1105 | 7074(INSL) | 7074 INSL ~ Tungsten by Flame Atomic Absorption | NIOSH |  |  |  | 6/26/2019 4:12:46 PM
1106 | 7074(SOL) | 7074 SOL ~ Tungsten by Flame Atomic Absorption | NIOSH |  |  |  | 6/26/2019 4:12:46 PM
2135 | 7080A | 7080 A ~ Barium by FLAA | USEPA |  |  |  | 6/26/2019 4:12:48 PM
2136 | 7081 | Barium by GFAA | USEPA |  |  |  | 8/12/2006 11:50:00 PM
1107 | 7082 | Lead by Flame AAS | NIOSH |  |  |  | 8/12/2006 11:50:00 PM
2137 | 7090 | Beryllium by FLAA | USEPA |  |  |  | 8/12/2006 11:50:00 PM
2138 | 7091 | Beryllium by GFAA | USEPA |  |  |  | 8/12/2006 11:50:00 PM
5172 | 70950 | Silvex (2,4,5-TP) in soils/sediment by immunoassay | MWI | 70950 ~ MWI . Silvex (2,4,5-TP) in soils/sediment by immunoassay |  | https://www.nemi.gov/methods/method_summary/5644/ | 9/7/2023 5:37:21 PM
1108 | 7102 | Beryllium and compounds | NIOSH |  |  |  | 8/12/2006 11:50:00 PM
1109 | 7105 | Lead by GFAAS | NIOSH |  |  |  | 8/12/2006 11:50:00 PM
100606 | 7110 B***retired*** 7110-B | DO NOT USE***7110 B ~ Gross Alpha-Beta Evaporation Method | APHA | DO NOT USE ~ | duplicate records |  | 11/18/2024 5:21:34 PM
100607 | 7110 C***retired*** 7110-C | DO NOT USE***7110 C ~ Gross Alpha Radioactivity by Coprecipitation | APHA | DO NOT USE ~ | duplicate records |  | 11/18/2024 5:21:34 PM
481 | 7110-B | 7110 B ~ Gross Alpha and Beta Radioactivity | APHA | 7110 B ~ Standard Methods . Gross Alpha-Beta Evaporation Method |  | https://www.nemi.gov/methods/method_summary/4718/ | 9/7/2023 5:37:18 PM
482 | 7110-C | 7110 C ~ Gross Alpha Radioactivity in Water | APHA | 7110 C ~ Standard Methods . Gross Alpha Radioactivity by Coprecipitation |  | https://www.nemi.gov/methods/method_summary/7615/ | 9/7/2023 5:37:18 PM
101372 | 7110-D | Gross Alpha/Beta (LSC) | APHA | Expedited Approval of Alternative Test Procedures for the Analysis of Contaminants Under the Safe Drinking Water Act; Analysis and Sampling Procedures. SM 7110 D utilizes Liquid Scintillation Counting (LSC) for simultaneous alpha/beta |  | https://nepis.epa.gov/Exe/ZyPDF.cgi/P1019HQE.PDF?Dockey=P1019HQE.PDF | 3/26/2026 8:24:16 AM
4658 | 7120B | 7120 B ~ Gamma-emitting isotopes by Gamma Spectroscopic Method | APHA | 7120B ~ Standard Methods . Gamma-emitting isotopes by Gamma Spectroscopic Method |  | https://www.nemi.gov/methods/method_summary/5727/ | 9/7/2023 5:37:19 PM
2139 | 7130 | Cadmium by FLAA | USEPA |  |  |  | 8/12/2006 11:50:00 PM
100875 | 7131 A***retired***use 7131A | DO NOT USE***Cadmium by GFAA | USEPA | DO NOT USE ~ | duplicate records |  | 11/18/2024 5:21:35 PM
2140 | 7131A | 7131 A ~ Cadmium by GFAA | USEPA | 7131 A ~ EPA-RCA . Cadmium by GFAA |  | https://www.nemi.gov/methods/method_summary/4719/ | 9/7/2023 5:37:19 PM
2141 | 7140 | Calcium by FLAA | USEPA |  |  |  | 8/12/2006 11:50:00 PM
2142 | 7190 | Chromium by FLAA | USEPA |  |  |  | 8/12/2006 11:50:00 PM
2143 | 7191 | Chromium by GFAA | USEPA |  |  |  | 8/12/2006 11:50:00 PM
2144 | 7195 | Hexavalent Chromium (Coprecipitation) | USEPA |  |  |  | 8/12/2006 11:50:00 PM
2145 | 7196A | 7196A ~ Hexavalent Chromium (Colorimetric) | USEPA |  |  |  | 6/26/2019 4:12:48 PM
2146 | 7197 | Hexavalent Chromium by FLAA | USEPA |  |  |  | 8/12/2006 11:50:00 PM
2147 | 7198 | Hexavalent Chromium by Polarography | USEPA |  |  |  | 8/12/2006 11:50:00 PM
2148 | 7199 | Hexavalent Chromium in Water by IC | USEPA | 7199 ~ EPA-RCA . Chromium in Water by Ion Chromatography |  | https://www.nemi.gov/methods/method_summary/9350/ | 9/7/2023 5:37:19 PM
2149 | 7200 | Cobalt by FLAA | USEPA |  |  |  | 8/12/2006 11:50:00 PM
2150 | 7201 | Cobalt by GFAA | USEPA |  |  |  | 8/12/2006 11:50:00 PM
2151 | 7210 | Copper by FLAA | USEPA |  |  |  | 8/12/2006 11:50:00 PM
2152 | 7211 | Copper by GFAA | USEPA |  |  |  | 8/12/2006 11:50:00 PM
5173 | 72920 | 2,4-D in Water by Immunoassay | MWI | 72920 ~ MWI . 2,4-D in Water by Immunoassay |  | https://www.nemi.gov/methods/method_summary/5623/ | 9/7/2023 5:37:21 PM
100562 | 72920***retired*** | DO NOT USE***2,4-D in Water by Immunoassay | MODERN WATER***retired***use MWI | DO NOT USE ~ 72920 ~ Modern Water | duplicate records | https://www.nemi.gov/methods/method_summary/5623/ | 11/18/2024 5:21:34 PM
1110 | 7300 | Elements by ICP | NIOSH |  |  |  | 8/12/2006 11:50:00 PM
5174 | 73100 | DDT in soils/sediment by immunoassay | MWI | 73100 ~ MWI . DDT in soils/sediment by immunoassay |  | https://www.nemi.gov/methods/method_summary/5625/ | 9/7/2023 5:37:21 PM
100563 | 73100***retired*** | DO NOT USE***DDT in soils/sediment by immunoassay | MODERN WATER***retired***use MWI | DO NOT USE ~ 73100 ~ Modern Water | duplicate records | https://www.nemi.gov/methods/method_summary/5625/ | 11/18/2024 5:21:34 PM
5175 | 73110 | Chlordane (cyclodiene) in soils/sediment by immunoassay | MWI | 73110 ~ MWI . Chlordane (cyclodiene) in soils/sediment by immunoassay |  | https://www.nemi.gov/methods/method_summary/5619/ | 9/7/2023 5:37:21 PM
100564 | 73110***retired*** | DO NOT USE***Chlordane (cyclodiene) in soils/sediment by immunoassay | MODERN WATER***retired***use MWI | DO NOT USE ~ 73110 ~ Modern Water | duplicate records | https://www.nemi.gov/methods/method_summary/5619/ | 11/18/2024 5:21:34 PM
5176 | 73300 | Chlordane (cyclodiene) in water by immunoassay | MWI | 73300 ~ MWI . Chlordane (cyclodiene) in water by immunoassay |  | https://www.nemi.gov/methods/method_summary/5618/ | 9/7/2023 5:37:21 PM
100565 | 73300***retired*** | DO NOT USE***Chlordane (cyclodiene) in water by immunoassay | MODERN WATER***retired***use MWI | DO NOT USE ~ 73300 ~ Modern Water | duplicate records | https://www.nemi.gov/methods/method_summary/5618/ | 11/18/2024 5:21:34 PM
5177 | 73310 | Chlordane (cyclodiene) in water by immunoassay | MWI | 73310 ~ MWI . Chlordane (cyclodiene) in water by immunoassay |  | https://www.nemi.gov/methods/method_summary/5617/ | 9/7/2023 5:37:21 PM
100572 | 73310***retired*** | DO NOT USE***Chlordane (cyclodiene) in water by immunoassay | MODERN WATER***retired***use MWI | DO NOT USE ~ 73310 ~ Modern Water | duplicate records | https://www.nemi.gov/methods/method_summary/5617/ | 11/18/2024 5:21:34 PM
2153 | 7380 | Iron by FLAA | USEPA |  |  |  | 8/12/2006 11:50:00 PM
2154 | 7381 | Iron by GFAA | USEPA |  |  |  | 8/12/2006 11:50:00 PM
1111 | 7400 | Asbestos by PCM | NIOSH |  |  |  | 8/12/2006 11:50:00 PM
1112 | 7401 | Alkaline Dusts by Titration | NIOSH |  |  |  | 8/12/2006 11:50:00 PM
1113 | 7402 | Asbestos by TEM | NIOSH |  |  |  | 8/12/2006 11:50:00 PM
2155 | 7420 | Lead by FLAA | USEPA |  |  |  | 8/12/2006 11:50:00 PM
5178 | 74200 | Toxaphene in soils/sediment by immunoassay | MWI | 74200 ~ MWI . Toxaphene in soils/sediment by immunoassay |  | https://www.nemi.gov/methods/method_summary/5645/ | 9/7/2023 5:37:21 PM
2156 | 7421 | Lead by GFAA | USEPA |  |  |  | 8/12/2006 11:50:00 PM
2157 | 7430 | Lithium by FLAA | USEPA |  |  |  | 8/12/2006 11:50:00 PM
2158 | 7450 | Magnesium by FLAA | USEPA |  |  |  | 8/12/2006 11:50:00 PM
2159 | 7460 | Manganese by FLAA | USEPA |  |  |  | 8/12/2006 11:50:00 PM
2160 | 7461 | Manganese by GFAA | USEPA |  |  |  | 8/12/2006 11:50:00 PM
2161 | 7470A | 7470 A ~ Mercury in Liquid Wastes by CVAA | USEPA | 7470A ~ EPA-RCA . Mercury by Manual Cold-Vapor Technique |  | https://www.nemi.gov/methods/method_summary/5238/ | 9/7/2023 5:37:19 PM
2162 | 7471A | 7471 A ~ Mercury in Solid or Semisolid Waste | USEPA |  |  |  | 6/26/2019 4:12:48 PM
3169 | 7471B | 7471B ~ Mercury in Solid or Semisolid Waste (Manual Cold Vapor Technique) | USEPA |  |  |  | 6/26/2019 4:12:51 PM
2163 | 7472 | Mercury by ASV | USEPA |  |  |  | 8/12/2006 11:50:00 PM
3022 | 7473 | Mercury in solids and solutions by thermal decomposition | USEPA | 7473 ~ EPA-RCA . Mercury in Solids and Solutions by Thermal Decomposition and AA |  | https://www.nemi.gov/methods/method_summary/10002/ | 9/7/2023 5:37:19 PM
101357 | 7474 | MERCURY IN SEDIMENT AND TISSUE SAMPLES | USEPA | MERCURY IN SEDIMENT AND TISSUE SAMPLES BY ATOMIC FLUORESCENCE SPECTROMETRY |  | https://www.epa.gov/sites/default/files/2015-12/documents/7474.pdf | 3/13/2026 10:55:34 PM
2164 | 7480 | Molybdenum by FLAA | USEPA |  |  |  | 8/12/2006 11:50:00 PM
2165 | 7481 | Molybdenum by GFAA | USEPA |  |  |  | 8/12/2006 11:50:00 PM
1114 | 7500 | Crystalline Silica by X-Ray Diffraction | NIOSH |  |  |  | 8/12/2006 11:50:00 PM
100608 | 7500-3H B***retired*** 7500-3H(B) | DO NOT USE***7500-3H B ~ Tritium by Liquid Scintillation Spectrometry | APHA | DO NOT USE ~ | duplicate records |  | 11/18/2024 5:21:34 PM
483 | 7500-3H(B) | 7500-3H B ~ Tritium in Water by Liquid Scintillation | APHA | 7500-3H B ~ Standard Methods . Tritium by Liquid Scintillation Spectrometry |  | https://www.nemi.gov/methods/method_summary/7621/ | 9/7/2023 5:37:18 PM
484 | 7500-CS(B) | 7500 CS B ~ Radioactive Cesium | APHA | 7500-Cs B ~ Standard Methods . Radioactive Cesium by Precipitation |  | https://www.nemi.gov/methods/method_summary/9885/ | 9/7/2023 5:37:18 PM
100609 | 7500-I B***retired*** 7500-I-B | DO NOT USE***7500 I B ~ Radioactive Iodine by Precipitation | APHA | DO NOT USE ~ | duplicate records |  | 11/18/2024 5:21:34 PM
100610 | 7500-I C***retired*** 7500-I-C | DO NOT USE***7500 I C ~ Radioactive Iodine by Ion-Exchange | APHA | DO NOT USE ~ | duplicate records |  | 11/18/2024 5:21:34 PM
100611 | 7500-I D***retired*** 7500-I-D | DO NOT USE***7500 I D ~ Radioactive Iodine by Distillation | APHA | DO NOT USE ~ | duplicate records |  | 11/18/2024 5:21:34 PM
485 | 7500-I-B | 7500 I B ~ Radioactive Iodine by Precipitation | APHA | 7500-I B ~ Standard Methods . Radioactive Iodine by Precipitation |  | https://www.nemi.gov/methods/method_summary/7618/ | 9/7/2023 5:37:18 PM
486 | 7500-I-C | 7500 I C ~ Radioactive Iodine by Ion-Exchange | APHA | 7500-I C ~ Standard Methods . Radioactive Iodine by Ion-Exchange |  | https://www.nemi.gov/methods/method_summary/7619/ | 9/7/2023 5:37:18 PM
487 | 7500-I-D | 7500 I D ~ Radioactive Iodine by Distillation | APHA | 7500-I D ~ Standard Methods . Radioactive Iodine by Distillation |  | https://www.nemi.gov/methods/method_summary/7620/ | 9/7/2023 5:37:18 PM
100613 | 7500-Ra B***retired*** 7500-RA(B) | DO NOT USE***7500 RA B ~ Radium by Precipitation | APHA | DO NOT USE ~ | duplicate records |  | 11/18/2024 5:21:34 PM
100614 | 7500-Ra C***retired*** 7500-RA(C) | DO NOT USE***7500 RA C ~ Radium by Emanation | APHA | DO NOT USE ~ | duplicate records |  | 11/18/2024 5:21:34 PM
488 | 7500-RA(B) | 7500 RA B ~ Radium in Water by Precipitation | APHA | 7500-Ra B ~ Standard Methods . Radium by Precipitation |  | https://www.nemi.gov/methods/method_summary/7616/ | 9/7/2023 5:37:18 PM
489 | 7500-RA(C) | 7500 RA C ~ Radium in Water by Emanation | APHA | 7500-Ra C ~ Standard Methods . Radium by Emanation |  | https://www.nemi.gov/methods/method_summary/7617/ | 9/7/2023 5:37:18 PM
490 | 7500-RA(D) | 7500 RA D ~ Radium in Water by Sequential Precipitation | APHA | 7500-RA-D ~ Standard Methods . Radium in Water by Sequential Precipitation |  | https://www.nemi.gov/methods/method_summary/4720/ | 9/7/2023 5:37:18 PM
100612 | 7500-RA-D***retired*** 7500-RA(D) | DO NOT USE***7500 RA D ~ Radium in Water by Sequential Precipitation | APHA | DO NOT USE ~ | duplicate records |  | 11/18/2024 5:21:34 PM
3056 | 7500-RN(B) | 7500 RN B ~ Radon Analysis by liquid scintillation method | APHA |  |  |  | 6/26/2019 4:12:51 PM
491 | 7500-SR(B) | 7500 SR B ~ Total Radioactive Strontium in Water | APHA |  |  |  | 6/26/2019 4:12:45 PM
100615 | 7500-U B***retired*** 7500-U-B | DO NOT USE***7500 U B ~ Uranium by Radiochemical Method | APHA | DO NOT USE ~ | duplicate records |  | 11/18/2024 5:21:34 PM
100616 | 7500-U C***retired*** 7500-U-C | DO NOT USE***7500 U C ~ Uranium by the Isotopic Method | APHA | DO NOT USE ~ | duplicate records |  | 11/18/2024 5:21:34 PM
492 | 7500-U-B | 7500 U B ~ Uranium in Water by GPC or Scintillation | APHA | 7500-U B ~ Standard Methods . Uranium by Radiochemical Method |  | https://www.nemi.gov/methods/method_summary/7622/ | 9/7/2023 5:37:18 PM
493 | 7500-U-C | 7500 U C ~ Uranium in Water by Isotopic Analysis | APHA | 7500-U C ~ Standard Methods . Uranium by the Isotopic Method |  | https://www.nemi.gov/methods/method_summary/7623/ | 9/7/2023 5:37:18 PM
1115 | 7501 | Amorphous silica by X-Ray Diffraction | NIOSH |  |  |  | 8/12/2006 11:50:00 PM
1116 | 7502 | Zinc Oxide by X-Ray Powder Diffraction | NIOSH |  |  |  | 8/12/2006 11:50:00 PM
1117 | 7504 | Vanadium Oxides by X-Ray Powder Fraction | NIOSH |  |  |  | 8/12/2006 11:50:00 PM
1118 | 7505 | Lead Sulfide by X-Ray Powder Diffraction | NIOSH |  |  |  | 8/12/2006 11:50:00 PM
1119 | 7506 | Boron Carbide | NIOSH |  |  |  | 8/12/2006 11:50:00 PM
2166 | 7520 | Nickel by FLAA | USEPA |  |  |  | 8/12/2006 11:50:00 PM
2167 | 7521 | Nickel by GFAA | USEPA |  |  |  | 8/12/2006 11:50:00 PM
2168 | 7550 | Osmium in Various Matrices by FLAA | USEPA |  |  |  | 8/12/2006 11:50:00 PM
2169 | 7580 | White Phosphorous by GC | USEPA | 7580 ~ EPA-RCA . White Phosphorus in water, soil, and sediment by GC/NPD |  | https://www.nemi.gov/methods/method_summary/9667/ | 9/7/2023 5:37:19 PM
5179 | 75900 | Endosulfan in water by immunoassay | MWI | 75900 ~ MWI . Endosulfan in water by immunoassay |  | https://www.nemi.gov/methods/method_summary/5627/ | 9/7/2023 5:37:21 PM
100574 | 75900***retired*** | DO NOT USE***Endosulfan in water by immunoassay | MODERN WATER***retired***use MWI | DO NOT USE ~ 75900 ~ Modern Water | duplicate records | https://www.nemi.gov/methods/method_summary/5627/ | 11/18/2024 5:21:34 PM
1120 | 7600 | Hexavalent Chromium by UV-Visible Spec. | NIOSH |  |  |  | 8/12/2006 11:50:00 PM
1121 | 7601 | Crystalline Silica by VIS | NIOSH |  |  |  | 8/12/2006 11:50:00 PM
1122 | 7602 | Crystalline Silica by Infra-Red Absorption | NIOSH |  |  |  | 8/12/2006 11:50:00 PM
1123 | 7603 | Crystalline Silica in Coal Mine Dust | NIOSH |  |  |  | 8/12/2006 11:50:00 PM
1124 | 7604 | Hexavalent Chromium by Ion Chromatograph | NIOSH |  |  |  | 8/12/2006 11:50:00 PM
2170 | 7610 | Potassium by FLAA | USEPA |  |  |  | 8/12/2006 11:50:00 PM
5180 | 76300 | Lindane in soils/sediment by immunoassay | MWI | 76300 ~ MWI . Lindane in soils/sediment by immunoassay |  | https://www.nemi.gov/methods/method_summary/5628/ | 9/7/2023 5:37:21 PM
100575 | 76300***retired*** | DO NOT USE***Lindane in soils/sediment by immunoassay | MODERN WATER***retired***use MWI | DO NOT USE ~ 76300 ~ Modern Water | duplicate records | https://www.nemi.gov/methods/method_summary/5628/ | 11/18/2024 5:21:34 PM
100739 | 77000 | Toxic analyte in water by Immunoassay | MWI |  |  |  | 4/12/2022 7:39:35 AM
2171 | 7740 | Selenium in Various Matrices by GFAA | USEPA | 7740 ~ EPA-RCA . Selenium by GFAA |  | https://www.nemi.gov/methods/method_summary/5239/ | 9/7/2023 5:37:19 PM
2172 | 7741A | 7741 A ~ Selenium in Water by Gaseous Hydride | USEPA |  |  |  | 6/26/2019 4:12:48 PM
2173 | 7742 | Selenium by Gaseous Borohydride AA | USEPA |  |  |  | 8/12/2006 11:50:00 PM
2174 | 7760A | 7760 A ~ Silver by FLAA | USEPA |  |  |  | 6/26/2019 4:12:48 PM
2175 | 7761 | Silver by GFAA | USEPA |  |  |  | 8/12/2006 11:50:00 PM
2176 | 7770 | Sodium by FLAA | USEPA |  |  |  | 8/12/2006 11:50:00 PM
2177 | 7780 | Strontium by FLAA | USEPA |  |  |  | 8/12/2006 11:50:00 PM
2178 | 7840 | Thallium by FLAA | USEPA |  |  |  | 8/12/2006 11:50:00 PM
2179 | 7841 | Thallium by GFAA | USEPA |  |  |  | 8/12/2006 11:50:00 PM
2180 | 7870 | Tin by FLAA | USEPA |  |  |  | 8/12/2006 11:50:00 PM
5181 | 78900 | Picloram in water by Immunoassay | MWI | 78900 ~ MWI . Picloram in water by Immunoassay |  | https://www.nemi.gov/methods/method_summary/7272/ | 9/7/2023 5:37:21 PM
1125 | 7900 | Arsenic | NIOSH |  |  |  | 8/12/2006 11:50:00 PM
1126 | 7901 | Arsenic Trioxide | NIOSH |  |  |  | 8/12/2006 11:50:00 PM
1127 | 7902 | Fluorides, Aerosol and Gas, by ISE | NIOSH |  |  |  | 8/12/2006 11:50:00 PM
1128 | 7903 | Acids, inorganic | NIOSH |  |  |  | 8/12/2006 11:50:00 PM
1129 | 7904 | Cyanide by Ion Specific Electrode | NIOSH |  |  |  | 8/12/2006 11:50:00 PM
1130 | 7905 | Phosphorus by GC/FPD | NIOSH |  |  |  | 8/12/2006 11:50:00 PM
1131 | 7906 | Fluorides, Aerosol and Gas, by IC | NIOSH |  |  |  | 8/12/2006 11:50:00 PM
2181 | 7910 | Vanadium by FLAA | USEPA |  |  |  | 8/12/2006 11:50:00 PM
2182 | 7911 | Vanadium by GFAA | USEPA |  |  |  | 8/12/2006 11:50:00 PM
2183 | 7950 | Zinc by FLAA | USEPA |  |  |  | 8/12/2006 11:50:00 PM
2184 | 7951 | Zinc by GFAA | USEPA |  |  |  | 8/12/2006 11:50:00 PM
2185 | 7A | 7A ~ Nitrogen Oxide from Stationary Sources | USEPA |  |  |  | 6/26/2019 4:12:48 PM
2186 | 7B | 7B ~ Nitrogen Oxide from Stationary Sources | USEPA |  |  |  | 6/26/2019 4:12:48 PM
2187 | 7C | 7C ~ Nitrogen Oxide from Stationary Sources | USEPA |  |  |  | 6/26/2019 4:12:48 PM
2188 | 7D | 7D ~ Nitrogen Oxide from Stationary Sources | USEPA |  |  |  | 6/26/2019 4:12:48 PM
2189 | 7E | 7E ~ Nitrogen Oxide from Stationary Sources | USEPA |  |  |  | 6/26/2019 4:12:48 PM
820 | 8000 | Chemical Oxygen Demand | HACH |  |  |  | 8/12/2006 11:50:00 PM
821 | 8000(A1) | 8000 A1 ~ Chemical Oxygen Demand | HACH |  |  |  | 6/26/2019 4:12:46 PM
822 | 8000(A2) | 8000 A2 ~ Chemical Oxygen Demand | HACH |  |  |  | 6/26/2019 4:12:46 PM
2190 | 8000A | 8000 A ~ Organic Compounds by Gas Chromatography | USEPA |  |  |  | 6/26/2019 4:12:48 PM
2191 | 8000B | 8000 B ~ Organic Compounds by Gas Chromatography | USEPA |  |  |  | 6/26/2019 4:12:48 PM
4609 | 8000C | 8000 C ~ DETERMINATIVE CHROMATOGRAPHIC SEPARATIONS | USEPA |  |  |  | 6/26/2019 4:12:52 PM
101340 | 8000D | DETERMINATIVE CHROMATOGRAPHIC SEPARATIONS | USEPA |  |  | https://www.epa.gov/sites/default/files/2015-12/documents/8000d.pdf | 3/13/2026 10:55:34 PM
1132 | 8001 | Pentachlorophenol in Blood by GC/ECD | NIOSH |  |  |  | 8/12/2006 11:50:00 PM
823 | 8001(1) | 8001 1 ~ Total, Fecal and E. Coli Coliform | HACH |  |  |  | 6/26/2019 4:12:46 PM
824 | 8001(2) | 8001 2 ~ Total, Fecal and E. Coli Coliform | HACH |  |  |  | 6/26/2019 4:12:46 PM
825 | 8001(3) | 8001 3 ~ Total, Fecal and E. Coli Coliform | HACH |  |  |  | 6/26/2019 4:12:46 PM
826 | 8001(A1) | 8001 A1 ~ Total, Fecal and E. Coli Coliform | HACH |  |  |  | 6/26/2019 4:12:46 PM
827 | 8001(A2) | 8001 A2 ~ Total, Fecal and E. Coli Coliform | HACH |  |  |  | 6/26/2019 4:12:46 PM
828 | 8001(A3) | 8001 A3 ~ Total, Fecal and E. Coli Coliform | HACH |  |  |  | 6/26/2019 4:12:46 PM
1133 | 8002 | Methyl Ethyl Ketone, Ethanol and Toluene | NIOSH |  |  |  | 8/12/2006 11:50:00 PM
1134 | 8003 | Lead in Blood and Urine by FLAA | NIOSH |  |  |  | 8/12/2006 11:50:00 PM
1135 | 8004 | Polychlorobiphenyls in Serum by GC/ECD | NIOSH |  |  |  | 8/12/2006 11:50:00 PM
829 | 8005 | Oil and Grease in Water | HACH |  |  |  | 8/12/2006 11:50:00 PM
1136 | 8005(B) | 8005 B ~ Elements in blood or tissue by ICP | NIOSH |  |  |  | 6/26/2019 4:12:47 PM
1137 | 8005(T) | 8005 T ~ Elements in blood or tissue by ICP | NIOSH |  |  |  | 6/26/2019 4:12:47 PM
830 | 8008 | Total Iron in Water | HACH |  |  |  | 8/12/2006 11:50:00 PM
831 | 8009 | Zinc in Water | HACH |  |  |  | 8/12/2006 11:50:00 PM
832 | 8010 | Acidity by Titration | HACH | 8010 ~ Hach Co. . Acidity of Water by Buret Titration |  | https://www.nemi.gov/methods/method_summary/9638/ | 9/7/2023 5:37:18 PM
101417 | 8010 | Halogenated Volatile Organics by Gas Chromatography | USEPA | Determination of halogenated volatile organic compounds in liquid and solid waste matrices via GC-ECD. |  |  | 7/12/2026 11:46:50 PM
2192 | 8010B | 8010 B ~ Halogenated Volatile Organics by GC | USEPA |  |  |  | 6/26/2019 4:12:48 PM
2193 | 8011 | EDB and DBCP by Gas Chromatography | USEPA | 8011 ~ EPA-RCA . EDB and DBCP by Microextraction and Gas Chromatography |  | https://www.nemi.gov/methods/method_summary/5240/ | 9/7/2023 5:37:19 PM
4705 | 8012 | Aluminum in water by Aluminon Indicator | HACH | 8012 ~ Hach Co. . Aluminum in water by Aluminon Indicator |  | https://www.nemi.gov/methods/method_summary/9639/ | 9/7/2023 5:37:20 PM
833 | 8013 | Arsenic in Water | HACH |  |  |  | 8/12/2006 11:50:00 PM
101373 | 8015 | Nonhalogenated Organics by GC/FID | USEPA | Analyzes nonhalogenated volatile organics (like alcohols/ketones) and Gasoline/Diesel Range Organics (GRO/DRO) using Flame Ionization Detection. |  | https://19january2021snapshot.epa.gov/sites/static/files/2020-09/documents/r5validvaluesreferencemanual_sept2020.pdf | 3/26/2026 8:24:16 AM
2194 | 8015A | 8015 A ~ Non-Halogenated Volatile Organics | USEPA |  |  |  | 6/26/2019 4:12:48 PM
2195 | 8015B | 8015 B ~ Non-Halogenated Organics Using GC/FID | USEPA |  |  |  | 6/26/2019 4:12:48 PM
5034 | 8015C | 8015 C ~ Nonhalogenated Organics by GC-FID | USEPA | 8015C ~ EPA-RCA . Nonhalogenated Organics by GC-FID |  | https://www.nemi.gov/methods/method_summary/5241/ | 9/7/2023 5:37:21 PM
100910 | 8015D | Nonhalogenated Organics Using GC/FID | USEPA | 8015D ~ USEPA . https://www.epa.gov/esam/epa-method-8015d-sw-846-nonhalogenated-organics-using-gcfid |  |  | 9/7/2023 5:37:21 PM
100121 | 8015DRO | 8015 DRO ~ Total petroleum hydrocarbons by GC-FID | USEPA |  |  |  | 6/26/2019 4:12:53 PM
100523 | 8015M | GC Analysis of Gasoline Range Organics (GRO) on VOCOL® after Purge & Trap using "M" Trap | USEPA | Recommended for determining total petroleum hydrocarbons in soils, sediments, and solid wastes. 8015M is a known modification of Method 8015B that provides an analysis of motor oil range organics. Sources: http://ocdimage.emnrd.state.nm.us/imaging/filestore/SantaFeAdmin/CF/259041/15239_58_CF.pdf https://www.sigmaaldrich.com/technical-documents/articles/analytical-applications/gc/us-epa-method-8015-modified-gc-analysis-of-gasoline-range-organics-gro-g005229.html |  |  | 7/29/2020 5:33:44 PM
101374 | 8020 | Aromatic Volatiles by GC/PID | USEPA | Legacy method for BTEX (Benzene, Toluene, Ethylbenzene, Xylene) using Photoionization Detection. Often replaced by 8021 or 8260. |  | https://19january2021snapshot.epa.gov/sites/static/files/2020-09/documents/r5validvaluesreferencemanual_sept2020.pdf | 3/26/2026 8:24:16 AM
2196 | 8020A | 8020 A ~ Aromatic Volatile Organics by GC | USEPA |  |  |  | 6/26/2019 4:12:48 PM
834 | 8021 | Free Chlorine in Water by DPD | HACH |  |  |  | 8/12/2006 11:50:00 PM
101375 | 8021 | Volatiles by GC/PID/ELCD | USEPA | Analyzes aromatic and halogenated volatiles using dual detectors (PID and Electrolytic Conductivity Detector). |  | https://19january2021snapshot.epa.gov/sites/static/files/2020-09/documents/r5validvaluesreferencemanual_sept2020.pdf | 3/26/2026 8:24:16 AM
101376 | 8021A | Volatiles by GC/PID/ELCD | USEPA | Analyzes aromatic and halogenated volatiles using dual detectors (PID and Electrolytic Conductivity Detector). |  | https://19january2021snapshot.epa.gov/sites/static/files/2020-09/documents/r5validvaluesreferencemanual_sept2020.pdf | 3/26/2026 8:24:16 AM
2197 | 8021A(ELCD) | 8021 A ELCD ~ Halogenated and Aromatic Volatiles | USEPA |  |  |  | 6/26/2019 4:12:48 PM
2198 | 8021A(PID) | 8021 A PID ~ Halo and Aromatic Volatiles - CGC/PID | USEPA |  |  |  | 6/26/2019 4:12:48 PM
3165 | 8021B | 8021 B ~ Aromatic and Halogenated Volatiles by Gas Chromatography | USEPA |  |  |  | 7/6/2021 4:15:51 PM
5035 | 8021B (BY GC-ELCD) | 8021 B BY GC ELCD ~ Aromatic and Halogenated Volatiles by GC-ELCD | USEPA | 8021B (by GC-ELCD) ~ EPA-RCA . Aromatic and Halogenated Volatiles by GC-ELCD |  | https://www.nemi.gov/methods/method_summary/5224/ | 9/7/2023 5:37:21 PM
5036 | 8021B (BY GC-PID) | 8021 B BY GC PID ~ Aromatic and Halogenated Volatiles by GC-PID | USEPA | 8021B (by GC-PID) ~ EPA-RCA . Aromatic and Halogenated Volatiles by GC-PID |  | https://www.nemi.gov/methods/method_summary/5242/ | 9/7/2023 5:37:21 PM
835 | 8023 | Hexavalent Chromium in Water | HACH |  |  |  | 8/12/2006 11:50:00 PM
836 | 8024 | Total Chromium in Water | HACH |  |  |  | 8/12/2006 11:50:00 PM
3023 | 8025 | Color, APHA Platinum-Cobalt | HACH |  |  |  | 3/21/2007 2:09:56 PM
100977 | 8026 | For determination of Copper by the Bicinchoninate method. | HACH | https://www.hach.com/p-cuver-2-copper-reagent-accuvac-ampules-pk25/2504025 |  |  | 4/14/2023 3:56:47 PM
837 | 8027 | Cyanide in Water | HACH |  |  |  | 8/12/2006 11:50:00 PM
838 | 8029 | Fluoride in Water | HACH |  |  |  | 8/12/2006 11:50:00 PM
100918 | 8030 | 8030 ~ HACH, Calmagite Colorimetric Method | HACH |  |  |  | 9/23/2022 1:16:30 AM
2199 | 8030A | 8030 A ~ Acrolein and Acrylonitrile by GC | USEPA |  |  |  | 6/26/2019 4:12:48 PM
2200 | 8031 | Acrylonitrile by Gas Chromatography | USEPA | 8031 ~ EPA-RCA . Acrylonitrile in Water Using Gas Chromatography |  | https://www.nemi.gov/methods/method_summary/5243/ | 9/7/2023 5:37:19 PM
2201 | 8032 | Acrylamide by Gas Chromatography | USEPA |  |  |  | 8/12/2006 11:50:00 PM
2202 | 8032A | 8032 A ~ Acrylamide by Gas Chromatography | USEPA | 8032A ~ EPA-RCA . Acrylamide in Aqueous Matrices Using Gas Chromatography |  | https://www.nemi.gov/methods/method_summary/5219/ | 9/7/2023 5:37:19 PM
2203 | 8033 | Acetonitrile by GC/NPD | USEPA | 8033 ~ EPA-RCA . Acetonitrile in Aqueous Matrices Using Gas Chromatography with Nitrogen-Phosphorus Detection |  | https://www.nemi.gov/methods/method_summary/5220/ | 9/7/2023 5:37:19 PM
839 | 8033 | Lead in Water | HACH |  |  |  | 8/12/2006 11:50:00 PM
840 | 8034 | Manganese in Water | HACH |  |  |  | 8/12/2006 11:50:00 PM
841 | 8037 | Nickel in Water | HACH |  |  |  | 8/12/2006 11:50:00 PM
842 | 8038 | Ammonia Nitrogen in Water | HACH |  |  |  | 8/12/2006 11:50:00 PM
100155 | 8039 | Nitrate, Cadmium Reduction Method | HACH |  |  |  | 12/5/2017 3:53:44 PM
2204 | 8040A(ECD) | 8040 A ECD ~ Phenols by Gas Chromatography | USEPA |  |  |  | 6/26/2019 4:12:48 PM
2205 | 8040A(FID) | 8040 A FID ~ Phenols by Gas Chromatography | USEPA |  |  |  | 6/26/2019 4:12:48 PM
2206 | 8041 | Phenols by Capillary Column GC | USEPA |  |  |  | 8/12/2006 11:50:00 PM
5037 | 8041A | 8041 A ~ Phenols by Gas Chromatography | USEPA | 8041A ~ EPA-RCA . Phenols by Gas Chromatography |  | https://www.nemi.gov/methods/method_summary/5221/ | 9/7/2023 5:37:21 PM
843 | 8043 | Biological Oxygen Demand in Water | HACH |  |  |  | 8/12/2006 11:50:00 PM
844 | 8047 | Phenols in Water | HACH |  |  |  | 8/12/2006 11:50:00 PM
845 | 8048 | Reactive Phosphorus in Water | HACH | 8048 ~ Hach Co. . Orthophosphate by Colorimetry |  | https://www.nemi.gov/methods/method_summary/4828/ | 9/7/2023 5:37:18 PM
10008 | 8049 | Tetraphenylborate Method | HACH |  |  |  | 6/1/2016 7:25:03 AM
846 | 8051 | Sulfate in Water | HACH |  |  |  | 8/12/2006 11:50:00 PM
101377 | 8060 | Phthalate Esters by GC/ECD | USEPA | Specifically targets phthalate esters in water and soil extracts using Electron Capture Detection. |  | https://19january2021snapshot.epa.gov/sites/static/files/2020-09/documents/r5validvaluesreferencemanual_sept2020.pdf | 3/26/2026 8:24:16 AM
2207 | 8060(ECD) | 8060 ECD ~ Phthalate Esters by Gas Chromatography | USEPA |  |  |  | 6/26/2019 4:12:48 PM
2208 | 8060(FID) | 8060 FID ~ Phthalate Esters by Gas Chromatography | USEPA |  |  |  | 6/26/2019 4:12:48 PM
2209 | 8061 | Phthalate Esters by Gas Chromatography | USEPA |  |  |  | 8/12/2006 11:50:00 PM
2210 | 8061A | 8061 A ~ Phthalate Esters by Capillary GC/ECD | USEPA | 8061A ~ EPA-RCA . Phthalate Esters in Aqueous and Solid Matrices by GC-ECD |  | https://www.nemi.gov/methods/method_summary/5222/ | 9/7/2023 5:37:19 PM
2211 | 8070 | Nitrosamines by Gas Chromatography | USEPA |  |  |  | 8/12/2006 11:50:00 PM
2212 | 8070A | 8070 A ~ Nitrosamines by Gas Chromatography | USEPA |  |  |  | 6/26/2019 4:12:49 PM
847 | 8071 | Sulfite in Water by Titration | HACH |  |  |  | 8/12/2006 11:50:00 PM
848 | 8074(A) | 8074 A ~ Total, Fecal and E. Coli Coliform | HACH |  |  |  | 6/26/2019 4:12:46 PM
849 | 8074(B) | 8074 B ~ Total, Fecal and E. Coli Coliform | HACH |  |  |  | 6/26/2019 4:12:46 PM
101358 | 8080 | ORGANOCHLORINE PESTICIDES AND PCBS | USEPA |  |  | https://semspub.epa.gov/work/05/157360.pdf | 3/13/2026 10:55:34 PM
2213 | 8080A | 8080 A ~ Pesticides and PCBs | USEPA |  |  |  | 6/26/2019 4:12:49 PM
3149 | 8081 | Organochlorine Pesticides and PCBs | USEPA |  |  |  | 7/31/2009 3:00:00 PM
2214 | 8081(S) | 8081 S ~ Organochlorine Pesticides and PCBs | USEPA | in Sediment |  |  | 6/26/2019 4:12:49 PM
2215 | 8081(W) | 8081 W ~ Organochlorine Pesticides and PCBs | USEPA | in Water |  |  | 6/26/2019 4:12:49 PM
3150 | 8081A | 8081 A ~ Organochlorine Pesticides and PCBs by GC | USEPA |  |  |  | 6/26/2019 4:12:51 PM
2216 | 8081A(SNB) | 8081 A SNB ~ Organochlorine Pesticides and PCBs by GC | USEPA |  |  |  | 6/26/2019 4:12:49 PM
2217 | 8081A(SWB) | 8081 A SWB ~ Organochlorine Pesticides and PCBs by GC | USEPA |  |  |  | 6/26/2019 4:12:49 PM
2218 | 8081A(WNB) | 8081 A WNB ~ Organochlorine Pesticides and PCBs by GC | USEPA |  |  |  | 6/26/2019 4:12:49 PM
2219 | 8081A(WWB) | 8081 A WWB ~ Organochlorine Pesticides and PCBs by GC | USEPA |  |  |  | 6/26/2019 4:12:49 PM
5038 | 8081B | 8081 B ~ Organochlorine Pesticides by GC-ECD | USEPA | 8081B ~ EPA-RCA . Organochlorine Pesticides by GC-ECD |  | https://www.nemi.gov/methods/method_summary/4723/ | 9/7/2023 5:37:21 PM
3156 | 8082 | Polychlorinated Biphenyls (PCBs) by Gas Chromatography | USEPA |  |  |  | 7/31/2009 3:00:00 PM
2220 | 8082(S) | 8082 S ~ PCBs as Aroclors by Capillary Column GC | USEPA | in Sediment |  |  | 6/26/2019 4:12:49 PM
2221 | 8082(W) | 8082 W ~ PCBs as Aroclors by Capillary Column GC | USEPA | in Water |  |  | 6/26/2019 4:12:49 PM
5039 | 8082A | 8082 A ~ Polychlorinated Biphenyls (PCBs) by Gas Chromatography | USEPA | 8082A ~ EPA-RCA . Polychlorinated Biphenyls (PCBs) by Gas Chromatography |  | https://www.nemi.gov/methods/method_summary/9356/ | 9/7/2023 5:37:21 PM
2222 | 8090(ECD) | 8090 ECD ~ Nitroaromatics and Cyclic Ketones | USEPA |  |  |  | 6/26/2019 4:12:49 PM
2223 | 8090(FID) | 8090 FID ~ Nitroaromatics and Cyclic Ketones | USEPA |  |  |  | 6/26/2019 4:12:49 PM
2224 | 8091 | Nitroaromatics and Cyclic Ketones | USEPA |  |  |  | 8/12/2006 11:50:00 PM
5040 | 8091 (BY GC-ECD) | 8091 BY GC ECD ~ Nitroaromatics and Cyclic Ketones in Water, Soil, and Waste by GC-ECD or GC-NPD | USEPA | 8091 (by GC-ECD) ~ EPA-RCA . Nitroaromatics and Cyclic Ketones in Water, Soil, and Waste by GC-ECD or GC-NPD |  | https://www.nemi.gov/methods/method_summary/5223/ | 9/7/2023 5:37:21 PM
5041 | 8091 (BY GC-NPD) | 8091 BY GC NPD ~ Nitroaromatics and Cyclic Ketones in Water, Soil, and Waste by GC-NPD | USEPA | 8091 (by GC-NPD) ~ EPA-RCA . Nitroaromatics and Cyclic Ketones in Water, Soil, and Waste by GC-NPD |  | https://www.nemi.gov/methods/method_summary/5225/ | 9/7/2023 5:37:21 PM
2225 | 8100 | Polynuclear Aromatic Hydrocarbons by GC | USEPA | 8100 ~ EPA-RCA . Polynuclear Aromatic Hydrocarbons in Water and Solid Samples by GC-FID |  | https://www.nemi.gov/methods/method_summary/5256/ | 9/7/2023 5:37:19 PM
2226 | 8110 | Haloethers by Gas Chromatography | USEPA |  |  |  | 8/12/2006 11:50:00 PM
5042 | 8111 | Haloethers in Water, Soil, and Waste Samples by Chromatography and Electron Capture Detection | USEPA | 8111 ~ EPA-RCA . Haloethers in Water, Soil, and Waste Samples by Chromatography and Electron Capture Detection |  | https://www.nemi.gov/methods/method_summary/5257/ | 9/7/2023 5:37:21 PM
2227 | 8111(S) | 8111 S ~ Haloethers by Gas Chromatography | USEPA | in Sediment |  |  | 7/6/2021 4:15:51 PM
2228 | 8111(W) | 8111 W ~ Haloethers by Gas Chromatography | USEPA | in Water |  |  | 7/6/2021 4:15:51 PM
3238 | 8112 | Total Iron - TPTZ Method | HACH |  |  |  | 1/28/2013 1:44:00 PM
100035 | 8113 | Mercuric Thiocyanate Method | HACH |  |  |  | 6/1/2016 7:25:02 AM
850 | 8116 | Chemical Oxygen Demand in Water | HACH |  |  |  | 8/12/2006 11:50:00 PM
2229 | 8120A | 8120 A ~ Chlorinated Hydrocarbons by GC | USEPA |  |  |  | 6/26/2019 4:12:49 PM
2230 | 8121 | Chlorinated Hydrocarbons by GC | USEPA |  |  |  | 8/12/2006 11:50:00 PM
2231 | 8131 | Aniline by GC: Capillary Column | USEPA |  |  |  | 8/12/2006 11:50:00 PM
851 | 8131 | Sulfide in Water | HACH |  |  |  | 8/12/2006 11:50:00 PM
2232 | 8140 | Organophosphorus Pesticides by GC | USEPA |  |  |  | 8/12/2006 11:50:00 PM
3155 | 8141 | Organophosphorus Compounds by Gas Chromatography: Capillary Column Technique | USEPA |  |  |  | 7/31/2009 3:00:00 PM
2233 | 8141(S) | 8141 S ~ Organophosphorus Compounds in Soil by GC | USEPA | in Sediment |  |  | 6/26/2019 4:12:49 PM
2234 | 8141(W) | 8141 W ~ Organophosphorus Compounds in Water | USEPA | in Water |  |  | 6/26/2019 4:12:49 PM
101359 | 8141A | ORGANOPHOSPHORUS PESTICIDES | USEPA |  |  | https://19january2017snapshot.epa.gov/sites/production/files/2015-06/documents/8141.pdf | 3/13/2026 10:55:34 PM
2235 | 8141A(S) | 8141 A S ~ Organophosphorus Compounds in Soil by GC | USEPA | in Sediment |  |  | 6/26/2019 4:12:49 PM
2236 | 8141A(W) | 8141 A W ~ Organophosphorus Compounds in Water | USEPA | in Water |  |  | 6/26/2019 4:12:49 PM
101360 | 8141B | ORGANOPHOSPHORUS COMPOUNDS BY GAS CHROMATOGRAPHY | USEPA |  |  | https://www.epa.gov/sites/default/files/2015-12/documents/8141b.pdf | 3/13/2026 10:55:34 PM
5043 | 8141B (BY GC-FPD) | 8141 B BY GC FPD ~ Organophosphorus Compounds in Water, Soil, and Waste Samples by GC-FPD | USEPA | 8141B (by GC-FPD) ~ EPA-RCA . Organophosphorus Compounds in Water, Soil, and Waste Samples by GC-FPD |  | https://www.nemi.gov/methods/method_summary/5258/ | 9/7/2023 5:37:21 PM
5044 | 8141B (BY GC-NPD) | 8141 B BY GC NPD ~ Organophosphorus Compounds in Water, Soil, and Waste Samples by GC-NPD | USEPA | 8141B (by GC-NPD) ~ EPA-RCA . Organophosphorus Compounds in Water, Soil, and Waste Samples by GC-NPD |  | https://www.nemi.gov/methods/method_summary/5226/ | 9/7/2023 5:37:21 PM
100036 | 8146 | Ferrous Iron in Waters | HACH |  |  |  | 6/1/2016 7:25:02 AM
100888 | 8149 | Manganese, LR, 1-(2-Pyridylazo)-2-Naphthol PAN Method | HACH | 0.006 to 0.700 mg/L Mn (LR). Scope and application: For water and wastewater. digestion is necessary for total manganese determinations. Adapted from Goto, K., et al., Talanta, 24, 652-3 (1977). https://www.hach.com/asset-get.download.jsa?id=7639983728 |  |  | 9/7/2023 5:37:21 PM
2237 | 8150B | 8150 B ~ Chlorinated Herbicides by GC | USEPA |  |  |  | 6/26/2019 4:12:49 PM
101378 | 8151 | Chlorinated Herbicides by GC/ECD | USEPA | Analyzes acidic herbicides (like 2,4-D) through extraction and derivatization to esters. |  | https://www.epa.gov/sites/default/files/2015-12/documents/8151a.pdf | 3/26/2026 8:24:16 AM
2238 | 8151(S) | 8151 S ~ Chlorinated Herbicides in Soils by GC | USEPA | in Sediment |  |  | 6/26/2019 4:12:49 PM
2239 | 8151(W) | 8151 W ~ Chlorinated Herbicides in Water by GC | USEPA | in Water |  |  | 6/26/2019 4:12:49 PM
3154 | 8151A | 8151 A ~ Chlorinated Herbicides by GC using Methylation or Pentafluorobenzylation Derivatization | USEPA | 8151A ~ EPA-RCA . Chlorinated Herbicides and Related Compounds in Water, Soil, and Waste Samples by Capillary GC-ECD |  | https://www.nemi.gov/methods/method_summary/5259/ | 9/7/2023 5:37:19 PM
101379 | 8151B | Chlorinated Herbicides (Rev B) | USEPA | The updated version of 8151, providing improved precision for herbicide extraction and analysis. |  | https://www.epa.gov/sites/default/files/2015-12/documents/8151a.pdf | 3/26/2026 8:24:16 AM
100131 | 8155 | Salicylate Method Powder Pillows | HACH | http://www.hach.com/asset-get.download.jsa?id=7639982436 |  |  | 8/8/2016 1:56:30 PM
852 | 8156 | pH in Water | HACH | 8156 ~ Hach Co. . pH in Water |  | https://www.nemi.gov/methods/method_summary/4724/ | 9/7/2023 5:37:18 PM
853 | 8157 | Dissolved Oxygen in Water | HACH |  |  |  | 8/12/2006 11:50:00 PM
854 | 8158 | Total Nonfilterable Residue Solids | HACH |  |  |  | 8/12/2006 11:50:00 PM
855 | 8160 | Conductivity in Water by Direct Measurement | HACH |  |  |  | 8/12/2006 11:50:00 PM
856 | 8163 | Total Filterable Solids | HACH |  |  |  | 8/12/2006 11:50:00 PM
857 | 8164 | Volatile Nonfilterable Solids in Water | HACH |  |  |  | 8/12/2006 11:50:00 PM
858 | 8165 | Settleable Matter Solids in Wastewater | HACH |  |  |  | 8/12/2006 11:50:00 PM
859 | 8167 | Total Chlorine in Water by DPD | HACH |  |  |  | 8/12/2006 11:50:00 PM
860 | 8168 | Total Chlorine in Water by Titration | HACH |  |  |  | 8/12/2006 11:50:00 PM
10009 | 8171 | Nitrates in Water | HACH |  |  |  | 6/1/2016 7:25:03 AM
3024 | 8172 | Fecal Streptococci, MPN | HACH |  |  |  | 3/21/2007 2:09:56 PM
100026 | 818-87T | 818-87T ~ Total Nitrogen (BRAN AND LUEBBE METHOD 1987) | BL |  |  |  | 6/26/2019 4:12:53 PM
3025 | 8186 | Silica, Colorimetric | HACH |  |  |  | 3/21/2007 2:09:56 PM
861 | 8190 | Total Phosphorus in Water | HACH |  |  |  | 8/12/2006 11:50:00 PM
101128 | 8192 | Cadmium Reduction | HACH | For determination of Nitrate Nitrogen by the Cadmium Reduction method. |  | https://supply.coreandmain.com/Hach-Nitrogen-Nitrate-Reagent-Set-LR-25-mL-Cadmium-Reduction-2245100 | 5/16/2024 10:34:39 PM
3026 | 8195 | Determination of Turbidity | HACH |  |  |  | 3/21/2007 2:09:56 PM
4706 | 8201 | Acidity of Water | HACH | 8201 ~ Hach Co. . Acidity of Water |  | https://www.nemi.gov/methods/method_summary/9640/ | 9/7/2023 5:37:20 PM
4707 | 8202 | Phenolphthalein (Total) Acidity of Water | HACH | 8202 ~ Hach Co. . Phenolphthalein (Total) Acidity of Water |  | https://www.nemi.gov/methods/method_summary/9637/ | 9/7/2023 5:37:20 PM
3196 | 8203 | Phenolphthalein and Total Alkalinity by Digital Titrator | HACH | 8203 ~ Hach Co. . Alkalinity of Water By Digital Titration |  | https://www.nemi.gov/methods/method_summary/9634/ | 9/7/2023 5:37:19 PM
100457 | 8207 | Chloride in water by digital titration - silver nitrate method | HACH | Chloride DOC316.53.01171 Silver Nitrate Method Method 8207 10 to 10,000 mg/L as Cl- Digital Titrator Scope and application: For water, wastewater and seawater. Test preparation. URL: https://www.hach.com/asset-get.download-en.jsa?code=56134 |  |  | 8/29/2018 5:01:35 PM
101380 | 82080 | Elevation of Water Surface | USEPA | A legacy STORET/Region 5 parameter code used to report the elevation of water levels (in feet) above a datum (e.g., NGVD 1929). |  | https://19january2021snapshot.epa.gov/sites/static/files/2020-09/documents/r5validvaluesreferencemanual_sept2020.pdf | 3/26/2026 8:24:16 AM
862 | 8219 | Acidity in Water | HACH | 8219 ~ Hach Co. . Acidity, Methyl Orange, of Water by Buret Titration |  | https://www.nemi.gov/methods/method_summary/9635/ | 9/7/2023 5:37:18 PM
863 | 8221 | Alkalinity by Buret Titration | HACH | 8221 ~ Hach Co. . Alkalinity by Buret Titration |  | https://www.nemi.gov/methods/method_summary/9636/ | 9/7/2023 5:37:18 PM
864 | 8222 | Calcium Hardness in Water | HACH |  |  |  | 8/12/2006 11:50:00 PM
865 | 8224 | Chloride by Buret Titration | HACH |  |  |  | 8/12/2006 11:50:00 PM
866 | 8225 | Chloride by Titration | HACH |  |  |  | 8/12/2006 11:50:00 PM
867 | 8226 | Total Hardness in Water | HACH | 8226 ~ Hach Co. . Total Hardness in Water |  | https://www.nemi.gov/methods/method_summary/4725/ | 9/7/2023 5:37:18 PM
868 | 8229 | Dissolved Oxygen in Water | HACH | 8229 ~ Hach Co. . Dissolved Oxygen - Winkler Method |  | https://www.nemi.gov/methods/method_summary/4786/ | 9/7/2023 5:37:18 PM
869 | 8230 | Chemical Oxygen Demand in Water | HACH |  |  |  | 8/12/2006 11:50:00 PM
100033 | 8233 | Buret Titration Method | HACH |  |  |  | 6/1/2016 7:25:02 AM
100034 | 8237 | Absorptometric Method | HACH |  |  |  | 6/1/2016 7:25:02 AM
101381 | 8240 | Volatile Organics by GC/MS | USEPA | Legacy method for VOCs using packed-column Gas Chromatography/Mass Spectrometry. |  | https://rcrapublic.epa.gov/files/13475.pdf | 3/26/2026 8:24:16 AM
3093 | 8240B | 8240 B ~ Volatile Organics by GC/MS | USEPA |  |  |  | 6/26/2019 4:12:51 PM
2240 | 8240B(S) | 8240 B S ~ Volatile Organics in Soil by GC/MS | USEPA | in Sediment |  |  | 6/26/2019 4:12:49 PM
2241 | 8240B(W) | 8240 B W ~ Volatile Organics in Water by GC/MS | USEPA | in Water |  |  | 6/26/2019 4:12:49 PM
3027 | 8241 | Heterotrophic Bacteria, Pour Plate | HACH |  |  |  | 3/21/2007 2:09:56 PM
2242 | 8250A | 8250 A ~ Semivolatile Organics in Water by GC/MS | USEPA |  |  |  | 6/26/2019 4:12:49 PM
101401 | 8260 | VOCs by GC/MS | USEPA | Analysis of polychlorinated dibenzo-p-dioxins and Dibenzofurans. |  |  | 4/18/2026 4:06:50 AM
2243 | 8260A | 8260 A ~ Volatile Organics in Waste by CGC/MS | USEPA |  |  |  | 6/26/2019 4:12:49 PM
2244 | 8260B | 8260 B ~ Volatile Organics by CGC/MS | USEPA | 8260B ~ EPA-RCA . Volatile Organic Compounds by GC/MS |  | https://www.nemi.gov/methods/method_summary/7041/ | 9/7/2023 5:37:19 PM
100105 | 8260B (SIM) | Volatile Organic Compounds by GC/MS using SIM | USEPA |  |  |  | 6/1/2016 7:25:03 AM
100106 | 8260C | 8260 C ~ Volatile Organic Compounds by GC/MS | USEPA | Volatile organic compounds in a variety of solid waste matrices regardless of water content, by gas chromatography/mass spectrometry. URL: http://www.epa.gov/osw/hazard/testmethods/pdfs/8260c.pdf |  |  | 6/26/2019 4:12:53 PM
100475 | 8260D | 8260 D ~ Volatile Organic Compounds by GC/MS | USEPA |  |  |  | 6/26/2019 4:12:54 PM
100907 | 8260D (SIM) | Volatile Organic Compounds by GC/MS using SIM | USEPA | Selected ion monitoring (SIM) is a major application for GC-MS and allows the instrument to be used in its most sensitive mode for quantitative measurements. |  |  | 5/19/2022 7:59:23 PM
100931 | 8260M | TPH-F by GC/MS | USEPA | Total Petroleum Hydrocarbons - Gasoline Range (TPH-g) are relatively short hydrocarbons that easily evaporate and are flammable. Total Petroleum Hydrocarbons - (TPH-d) are medium length hydrocarbons that don't evaporate as well as the smaller compounds, but do produce a lot of energy when burned. |  |  | 12/20/2022 4:14:29 PM
101382 | 8270 | Semivolatile Organics (SVOCs) | USEPA | The base method for a wide range of semivolatile organic compounds (Phenols, PAHs, Phthalates) by capillary GC/MS. |  | https://19january2021snapshot.epa.gov/sites/static/files/2020-09/documents/r5validvaluesreferencemanual_sept2020.pdf | 3/26/2026 8:24:16 AM
101383 | 8270 (SIM) | SVOCs by GC/MS (SIM Mode) | USEPA | Uses "Selected Ion Monitoring" to achieve much lower detection limits for specific SVOCs like 1,4-Dioxane. |  | https://19january2021snapshot.epa.gov/sites/static/files/2020-09/documents/r5validvaluesreferencemanual_sept2020.pdf | 3/26/2026 8:24:16 AM
101384 | 8270A | SVOCs by GC/MS (Rev A) | USEPA | Revision A of the primary SVOC protocol. |  | https://www.epa.gov/sites/default/files/2015-08/documents/enbridge_final_qapp20100819.pdf | 3/26/2026 8:24:16 AM
101385 | 8270B | SVOCs by GC/MS (Rev B) | USEPA | Revision B of the primary SVOC protocol. |  | https://19january2021snapshot.epa.gov/sites/static/files/2020-09/documents/r5validvaluesreferencemanual_sept2020.pdf | 3/26/2026 8:24:16 AM
2245 | 8270B(S) | 8270 B S ~ Semivolatile Organics in Soil by GC/MS | USEPA | in Sediment |  |  | 6/26/2019 4:12:49 PM
2246 | 8270B(W) | 8270 B W ~ Semivolatile Organics in Water by GC/MS | USEPA | in Water |  |  | 6/26/2019 4:12:49 PM
3092 | 8270C | 8270 C ~ Semivolatile Organic Compounds by CGC/MS | USEPA |  |  |  | 6/26/2019 4:12:51 PM
100107 | 8270C (SIM) | 8270 C SIM ~ Semivolatile Organic Compounds by Gas Chromatography/Mass Spectrometry (GC/MS) Using SIM | USEPA |  |  |  | 6/26/2019 4:12:53 PM
2247 | 8270C(S) | 8270 C S ~ Semivolatile Organic Compounds by CGC/MS | USEPA | in Sediment |  |  | 6/26/2019 4:12:49 PM
2248 | 8270C(W) | 8270 C W ~ Semivolatile Organic Compounds by CGC/MS | USEPA | in Water |  |  | 6/26/2019 4:12:49 PM
3166 | 8270D | 8270 D ~ Semivolatile Organic Compounds by GC/MS | USEPA | 8270D ~ EPA-RCA . Semivolatile Organic Compounds by GC/MS |  | https://www.nemi.gov/methods/method_summary/4726/ | 9/7/2023 5:37:19 PM
100108 | 8270D (SIM) | 8270 D SIM ~ Semivolatile Organic Compounds by GC/MS use of Selected Ion Monitoring (SIM) | USEPA |  |  |  | 6/26/2019 4:12:53 PM
100536 | 8270D LL | Semivolatile Organic Compounds (GC/MS) Low Level by Method 8270D | USEPA | USEPA 8270D LL ~ https://www.epa.gov/sites/production/files/2014-03/documents/rawp_progress_report_combined.pdf |  |  | 10/8/2020 9:51:43 AM
100516 | 8270E | Semivolatile Organic Compounds by GC/MS | USEPA |  |  |  | 4/6/2020 3:53:49 PM
101110 | 8270E (SIM) | 8270 E SIM ~ Semivolatile Organic Compounds by GC/MS use of Selected Ion Monitoring (SIM) | USEPA |  |  |  | 4/16/2024 3:51:17 PM
3028 | 8271 | Residue, Total Solids | HACH |  |  |  | 3/21/2007 2:09:56 PM
2249 | 8275 | Screening Semivolatile Organics | USEPA |  |  |  | 8/12/2006 11:50:00 PM
2250 | 8275A | 8275A ~ PAHs and PCBs in Soils/Wastes: TE/GC/MS | USEPA |  |  |  | 6/26/2019 4:12:49 PM
870 | 8276 | Total Volatile and Fixed Solids | HACH |  |  |  | 8/12/2006 11:50:00 PM
3029 | 8277 | Residue, Volatile, Filterable (dissolved) | HACH |  |  |  | 3/21/2007 2:09:56 PM
101402 | 8280 | Dioxins/Furans by GC/LC-MS | USEPA | POLYCHLORINATED DIBENZO-P-DIOXINS AND DIBENZOFURANS |  |  | 4/18/2026 4:06:50 AM
2251 | 8280(S) | 8280 S ~ Polychorinated Dioxins and Furans | USEPA | in Sediment |  |  | 6/26/2019 4:12:49 PM
2252 | 8280(W) | 8280 W ~ Polychlorinated Dioxins and Furans | USEPA | in Water |  |  | 6/26/2019 4:12:49 PM
101386 | 8280A | Dioxins and Furans by GC/MS | USEPA | Analyzes Polychlorinated Dibenzo-p-Dioxins and Dibenzofurans using Low-Resolution GC/MS. |  | https://19january2021snapshot.epa.gov/sites/static/files/2020-09/documents/r5validvaluesreferencemanual_sept2020.pdf | 3/26/2026 8:24:16 AM
2253 | 8280A(O) | 8280 A O ~ Polychorinated Dioxins and Furans | USEPA |  |  |  | 6/26/2019 4:12:49 PM
2254 | 8280A(S) | 8280 A S ~ Polychorinated Dioxins and Furans | USEPA | in Sediment |  |  | 6/26/2019 4:12:49 PM
2255 | 8280A(W) | 8280 A W ~ Polychorinated Dioxins and Furans | USEPA | in Water |  |  | 6/26/2019 4:12:49 PM
4708 | 8288 | Acid/Base Milliequivalent Determination Using Sodium Hydroxide | HACH | 8288 ~ Hach Co. . Acid/Base Milliequivalent Determination Using Sodium Hydroxide |  | https://www.nemi.gov/methods/method_summary/9632/ | 9/7/2023 5:37:20 PM
4709 | 8289 | Acid/Base Milliequivalent Determination Using Sulfuric Acid | HACH | 8289 ~ Hach Co. . Acid/Base Milliequivalent Determination Using Sulfuric Acid |  | https://www.nemi.gov/methods/method_summary/9633/ | 9/7/2023 5:37:20 PM
2256 | 8290 | Polychlorinated PCDDs and PCDFs by HRGC/HRMS | USEPA |  |  |  | 8/12/2006 11:50:00 PM
101213 | 8290A | 8290A ~ USEPA; POLYCHLORINATED DIBENZO-p-DIOXINS (PCDDs) AND POLYCHLORINATED DIBENZOFURANS (PCDFs) BY HIGH-RESOLUTION GAS CHROMATOGRAPHY/HIGH-RESOLUTION MASS SPECTROMETRY (HRGC/HRMS) | USEPA | Method 8290A: Polychlorinated dibenzo-p-dioxins (PCDDs) and polychlorinated dibenzofurans (PCDFs) by high-resolution gas chromatography/high-resolution mass spectrometry (HRGC/HRMS) (https://www.epa.gov/sites/default/files/2015-07/documents/epa-8290a.pdf) |  | https://www.nemi.gov/methods/method_summary/13518/ | 9/24/2025 4:59:27 PM
1138 | 8300 | Hippuric Acid in Urine by Visible Absorption | NIOSH |  |  |  | 8/12/2006 11:50:00 PM
1139 | 8301 | Hippuric and Methyl Hippuric Acids | NIOSH |  |  |  | 8/12/2006 11:50:00 PM
1140 | 8302 | MBOCA in Urine by GC/ECD | NIOSH |  |  |  | 8/12/2006 11:50:00 PM
1141 | 8303 | Pentachlorophenol in Urine by GC/ECD | NIOSH |  |  |  | 8/12/2006 11:50:00 PM
1142 | 8305 | Phenol and p-Cresol in Urine by GC/FID | NIOSH |  |  |  | 8/12/2006 11:50:00 PM
1143 | 8306 | Benzidine in Urine by GC/ECD | NIOSH |  |  |  | 8/12/2006 11:50:00 PM
1144 | 8308 | Fluoride in Urine by ISE | NIOSH |  |  |  | 8/12/2006 11:50:00 PM
1145 | 8310 | Metals in Urine by ICP | NIOSH |  |  |  | 8/12/2006 11:50:00 PM
2257 | 8310 | Polynuclear Aromatic Hydrocarbons | USEPA | 8310 ~ EPA-RCA . Polynuclear Aromatic Hydrocarbons by HPLC Using Ultraviolet and Fluorescence Detectors |  | https://www.nemi.gov/methods/method_summary/4727/ | 9/7/2023 5:37:19 PM
871 | 8311 | Ozone in Water | HACH |  |  |  | 8/12/2006 11:50:00 PM
2258 | 8315 | Carbonyl Compounds by HPLC | USEPA |  |  |  | 8/12/2006 11:50:00 PM
100867 | 8315A | Carbonyl Compounds in Water by HPLC and UV/vis | USEPA |  |  |  | 10/20/2021 8:42:13 AM
2259 | 8315A(LLE) | 8315 A LLE ~ Carbonyl Compounds by HPLC | USEPA |  |  |  | 6/26/2019 4:12:49 PM
2260 | 8315A(LSE) | 8315 A LSE ~ Carbonyl Compounds by HPLC | USEPA |  |  |  | 6/26/2019 4:12:49 PM
2261 | 8316 | Acrylamide, Acetonitrile and Acrolein | USEPA | 8316 ~ EPA-RCA . Acrylamide, Acrylonitrile, and Acrolein by HPLC |  | https://www.nemi.gov/methods/method_summary/10001/ | 9/7/2023 5:37:19 PM
2262 | 8318(S) | 8318 S ~ n-Methylcarbamates by HPLC | USEPA | in Sediment |  |  | 6/26/2019 4:12:49 PM
2263 | 8318(W) | 8318 W ~ n-Methylcarbamates by HPLC | USEPA | in Water |  |  | 6/26/2019 4:12:49 PM
100868 | 8318A | N-methylcarbamates By High Performance Liquid Chromatography | USEPA |  |  |  | 10/20/2021 8:42:13 AM
2264 | 8321 | Non-Volatile Compounds by HPLC | USEPA |  |  |  | 8/12/2006 11:50:00 PM
2265 | 8321A | 8321 A ~ Non-Volatile Compounds by HPLC/TS/MS | USEPA |  |  |  | 6/26/2019 4:12:49 PM
5045 | 8321B | 8321B ~ Nonvolatiles by HPLC-MS | USEPA | 8321B ~ EPA-RCA . Nonvolatiles by HPLC-MS |  | https://www.nemi.gov/methods/method_summary/10005/ | 9/7/2023 5:37:21 PM
3030 | 8323 | Fluoride, Electrode | HACH |  |  |  | 3/21/2007 2:09:56 PM
2266 | 8325(CRT) | 8325 CRT ~ Non-Volatile Compounds by HPLC/PB/MS | USEPA |  |  |  | 6/26/2019 4:12:49 PM
2267 | 8325(DSK) | 8325 DSK ~ Non-Volatile Compounds by HPLC/PB/MS | USEPA |  |  |  | 6/26/2019 4:12:49 PM
2268 | 8325(LLE) | 8325 LLE ~ Non-Volatile Compounds by HPLC/PB/MS | USEPA |  |  |  | 6/26/2019 4:12:49 PM
100556 | 8326 | Aluminum, Eriochrome Cyanine R Method | HACH | 0.006 to 0.250 mg/L Al3+. Scope and application: For water. Adapted from Standard Methods for the Examination of Water and Wastewater. https://www.hach.com/asset-get.download-en.jsa?id=7639983676 |  |  | 4/26/2021 7:58:58 AM
100526 | 8327 | Per-and Polyfluoroalkyl Substances (PFAS) Using External Standard Calibration and Multiple Reaction Monitoring (MRM) Liquid Chromatography/Tandem Mass Spectrometry (LC/MS/MS) | USEPA | https://www.epa.gov/hw-sw846/validated-test-method-8327-and-polyfluoroalkyl-substances-pfas-using-external-standard |  |  | 8/14/2020 12:17:26 AM
101387 | 8330 | Explosives by HPLC | USEPA | Analyzes nitroaromatics and nitramines (explosive residues) in water and soil using High-Performance Liquid Chromatography. |  | https://19january2021snapshot.epa.gov/sites/static/files/2020-09/documents/r5validvaluesreferencemanual_sept2020.pdf | 3/26/2026 8:24:16 AM
2269 | 8330(S) | 8330 S ~ Nitroaromatics and Nitramines by HPLC | USEPA | in Sediment |  |  | 6/26/2019 4:12:49 PM
2270 | 8330(W) | 8330 W ~ Nitroaromatics and Nitramines by HPLC | USEPA | in Water |  |  | 6/26/2019 4:12:49 PM
101341 | 8330A | NITROAROMATICS AND NITRAMINES | USEPA | NITROAROMATICS AND NITRAMINES BY HIGH PERFORMANCE LIQUID CHROMATOGRAPHY (HPLC) |  | https://www.epa.gov/sites/default/files/2015-12/documents/8330a.pdf | 3/13/2026 10:55:34 PM
5046 | 8330B | 8330 B ~ Explosives by HPLC | USEPA | 8330B ~ EPA-RCA . Explosives by HPLC |  | https://www.nemi.gov/methods/method_summary/10006/ | 9/7/2023 5:37:21 PM
2271 | 8331(S) | 8331 S ~ Tetrazene in Soil by HPLC | USEPA | in Sediment |  |  | 6/26/2019 4:12:49 PM
2272 | 8331(W) | 8331 W ~ Tetrazene in Water by HPLC | USEPA | in Water |  |  | 6/26/2019 4:12:49 PM
2273 | 8332 | Nitroglycerine by HPLC | USEPA |  |  |  | 8/12/2006 11:50:00 PM
872 | 8334 | Free Chlorine in Water by Titration | HACH |  |  |  | 8/12/2006 11:50:00 PM
3031 | 8368 | Coliform Bacteria, Fecal MPN | HACH |  |  |  | 3/21/2007 2:09:56 PM
3032 | 8375 | Temperature, Thermometric | HACH |  |  |  | 3/21/2007 2:09:56 PM
100513 | 841-B-11-003 | 2012 National Lakes Assessment Field Operations Manual | USEPA | USEPA. 2011. 2012 National Lakes Assessment. Field Operations Manual. EPA 841-B-11-003. https://www.epa.gov/sites/production/files/2013-11/documents/nla2012_fieldoperationsmanual_120517_final_combinedqrg.pdf |  |  | 4/3/2020 9:20:08 PM
2274 | 8410(A) | 8410 A ~ Semivolatile Organics by GC/FTIR | USEPA |  |  |  | 6/26/2019 4:12:49 PM
2275 | 8410(BN) | 8410 BN ~ Semivolatile Organics by GC/FTIR, B/N Extrct | USEPA |  |  |  | 6/26/2019 4:12:49 PM
2276 | 8430 | Bis(2-Chloroethyl)Ether Products by GC/FTIR | USEPA |  |  |  | 8/12/2006 11:50:00 PM
2277 | 8440 | TRPH by Infrared Spectrophotometry | USEPA |  |  |  | 8/12/2006 11:50:00 PM
873 | 8506 | Copper in Water | HACH |  |  |  | 8/12/2006 11:50:00 PM
874 | 8507 | Nitrite in Water | HACH |  |  |  | 8/12/2006 11:50:00 PM
2278 | 8515 | Colorimetric Method for TNT in Soil | USEPA |  |  |  | 8/12/2006 11:50:00 PM
2279 | 8520 | Formaldehyde in Ambient Air | USEPA |  |  |  | 8/12/2006 11:50:00 PM
886 | 88.01(S) | 88.01 S ~ TCDD and TCDF by Mass Spectrometry | NCASI | in Sediment |  |  | 6/26/2019 4:12:46 PM
887 | 88.01(W) | 88.01 W ~ TCDD and TCDF by Mass Spectrometry | NCASI | in Water |  |  | 6/26/2019 4:12:46 PM
4977 | 8A (SOIL / SEDIMENT) | Chlorinated Biphenyls in Soil, Sediment, and Mixed Samples by HRGC/HRMS | USEPA | 1668a (Soil / Sediment) ~ EPA-OGWDW/TSC . Chlorinated Biphenyls in Soil, Sediment, and Mixed Samples by HRGC/HRMS |  | https://www.nemi.gov/methods/method_summary/7611/ | 9/7/2023 5:37:20 PM
2280 | 9 (OPACITY) | Opacity of Air Emissions | USEPA |  |  |  | 8/12/2006 11:50:00 PM
2281 | 9 (TRITIUM) | Low Level Tritium in Water | USEPA |  |  |  | 8/12/2006 11:50:00 PM
2282 | 900***retired***use 900..0 | DO NOT USE***Gross Alpha and Beta Activity in Water | USEPA | DO NOT USE ~ 900 ~ EPA-NERL . Gross Alpha and Beta Activity in Water | duplicate records | https://www.nemi.gov/methods/method_summary/4730/ | 11/18/2024 5:21:34 PM
100869 | 900.0 | Gross Alpha and Beta Activity in Water | USEPA |  |  |  | 10/20/2021 8:42:13 AM
2283 | 900.1 | Radium in Drinking Water | USEPA |  |  |  | 8/12/2006 11:50:00 PM
1146 | 9000 | Asbestos, Chrysotile by XRD | NIOSH |  |  |  | 8/12/2006 11:50:00 PM
1147 | 9002 | Asbestos by KLP | NIOSH |  |  |  | 8/12/2006 11:50:00 PM
2284 | 901 | Radioactive Cesium in Drinking Water | USEPA |  |  |  | 8/12/2006 11:50:00 PM
2285 | 901.1 | Gamma Emitters in Drinking Water | USEPA | 901.1 ~ EPA-NERL . Gamma Radionuclides Screening |  | https://www.nemi.gov/methods/method_summary/7391/ | 9/7/2023 5:37:19 PM
101388 | 9010 | Total and Amenable Cyanide | USEPA | Uses distillation and colorimetry to measure cyanide species in aqueous and solid samples. |  | https://19january2021snapshot.epa.gov/sites/static/files/2020-09/documents/r5validvaluesreferencemanual_sept2020.pdf | 3/26/2026 8:24:16 AM
101389 | 9010A | Total Cyanide (Rev A) | USEPA | Revision A of the cyanide distillation protocol. |  | https://19january2021snapshot.epa.gov/sites/static/files/2020-09/documents/r5validvaluesreferencemanual_sept2020.pdf | 3/26/2026 8:24:16 AM
2286 | 9010A(A) | 9010 A A ~ Total and Amenable Cyanides by Colorimetry | USEPA |  |  |  | 6/26/2019 4:12:49 PM
2287 | 9010A(B) | 9010 A B ~ Total and Amenable Cyanides by Titration | USEPA |  |  |  | 6/26/2019 4:12:49 PM
101347 | 9010B | CYANIDE, TOTAL AND AMENABLE - COLORIMETRIC, MANU | USEPA | Cyanide, Total and Amenable - Colorimetric, Manu |  | https://www.epa.gov/sites/default/files/2015-03/documents/testmeth.pdf | 3/13/2026 10:55:34 PM
101348 | 9010C | CYANIDE, TOTAL AND AMENABLE - DISTILLATION | USEPA | Cyanide, Total and Amenable - distillation |  | https://www.epa.gov/sites/default/files/2015-03/documents/testmeth.pdf | 3/13/2026 10:55:34 PM
2288 | 9012 | Total and Amenable Cyanides | USEPA |  |  |  | 8/12/2006 11:50:00 PM
2289 | 9012A | 9012 A ~ Total and Amenable Cyanide (Auto UV) | USEPA | 9012A ~ EPA-RCA . Cyanides, Total and Amenable (CN- Amenable) by Colorimetry |  | https://www.nemi.gov/methods/method_summary/4731/ | 9/7/2023 5:37:19 PM
100491 | 9012B | Total and Amenable Cyanide (Automated Colorimetric, with Off-line Distillation) | USEPA |  |  |  | 6/26/2019 4:12:42 PM
2290 | 9013 | Cyanide Extraction for Solids and Oils | USEPA |  |  |  | 8/12/2006 11:50:00 PM
101349 | 9013A | CYANIDE EXTRACTION PROCEDURE FOR SOLIDS AND OILS | USEPA |  |  | https://www.epa.gov/sites/default/files/2015-12/documents/9013a.pdf | 3/13/2026 10:55:34 PM
4607 | 9014 | Titrimetric and manual Spectrophotometric Determinative methods for Cyanide | USEPA |  |  |  | 3/6/2013 8:50:00 AM
100382 | 9016 | Free Cyanide in Water, Soils, and Solid Wastes by Microdiffusion | USEPA | https://www.epa.gov/hw-sw846/validated-test-method-9016-free-cyanide-water-soils-and-solid-wastes-microdiffusion |  |  | 5/16/2018 10:49:14 AM
2291 | 902 | Radioactive Iodine in Water | USEPA |  |  |  | 8/12/2006 11:50:00 PM
101390 | 9020 | Total Organic Halides (TOX) | USEPA | Measures the total concentration of organic halides in water by carbon adsorption and titration. |  | https://19january2021snapshot.epa.gov/sites/static/files/2020-09/documents/r5validvaluesreferencemanual_sept2020.pdf | 3/26/2026 8:24:16 AM
2292 | 9020B | 9020 B ~ Total Organic Halides by Coulometry | USEPA |  |  |  | 6/26/2019 4:12:49 PM
2293 | 9021 | Purgeable Organic Halides in Water | USEPA |  |  |  | 8/12/2006 11:50:00 PM
2294 | 9022 | Total Oganic Halides, Neutron Activation | USEPA |  |  |  | 8/12/2006 11:50:00 PM
2295 | 9023 | Extractable Organic Halides in Solids | USEPA |  |  |  | 8/12/2006 11:50:00 PM
2296 | 903***retired***use 903..0 | DO NOT USE***Radium in Drinking Water | USEPA | DO NOT USE ~ 903 ~ EPA-ORD / EPA-OST . Alpha-Emitting Radium Isotopes in Drinking Water | duplicate records | https://www.nemi.gov/methods/method_summary/9183/ | 11/18/2024 5:21:34 PM
100870 | 903.0 | Radium-226 in Drinking Water | USEPA | 903 ~ EPA-ORD / EPA-OST . Alpha-Emitting Radium Isotopes in Drinking Water |  |  | 9/7/2023 5:37:21 PM
2297 | 903.1 | Radium-226 in Drinking Water | USEPA | 903.1 ~ EPA-NERL . Radium-226 in Drinking Water |  | https://www.nemi.gov/methods/method_summary/4732/ | 9/7/2023 5:37:19 PM
2298 | 9030A | 9030 A ~ Acid Soluble and Acid Insoluble Sulfides | USEPA |  |  |  | 6/26/2019 4:12:49 PM
101145 | 9030B | 9030-B ~ USEPA, Acid Soluble and Acid Insoluble Sulfides: Distillation | USEPA | The distillation procedure described in this method is designed for the determination; of sulfides in aqueous, solid waste materials, or effluents. https://www.epa.gov/sites/default/files/2015-12/documents/9030b.pdf | ... |  | 3/19/2025 4:57:14 PM
2299 | 9031 | Extractable Sulfides by Titration | USEPA |  |  |  | 8/12/2006 11:50:00 PM
100156 | 9034 | Sulfide, Acid Soluble and Insoluble (Titrimetric) | USEPA | https://www.epa.gov/hw-sw846/sw-846-test-method-9034-titrimetric-procedure-acid-soluble-and-acid-insoluble-sulfides |  |  | 12/5/2017 3:53:44 PM
2300 | 9035 | Sulfate by Automated Colorimetry | USEPA |  |  |  | 8/12/2006 11:50:00 PM
2301 | 9036 | Sulfate by Automated Colorimetry | USEPA |  |  |  | 8/12/2006 11:50:00 PM
2302 | 9038 | Sulfate by Turbidimetric Determination | USEPA |  |  |  | 8/12/2006 11:50:00 PM
2303 | 904.0 | Radium-228 in Drinking Water: Determination of radium-228 in drinking water | USEPA | 904 ~ EPA-ORD / EPA-OST . Radium Isotopes radium-228 in Drinking Water |  |  | 9/7/2023 5:37:19 PM
101391 | 9040 | pH Electrometric Measurement | USEPA | Standard procedure for determining the pH of aqueous samples using a pH meter and glass electrode. |  | https://19january2021snapshot.epa.gov/sites/static/files/2020-09/documents/r5validvaluesreferencemanual_sept2020.pdf | 3/26/2026 8:24:16 AM
2304 | 9040A | 9040 A ~ pH in Water by Electrometric Measurement | USEPA |  |  |  | 6/26/2019 4:12:49 PM
5047 | 9040B | 9040 B ~ pH in Water by Electrometric Measurement | USEPA | 9040 B ~ EPA-RCA . pH in Water by Electrometric Measurement |  | https://www.nemi.gov/methods/method_summary/4733/ | 9/7/2023 5:37:21 PM
100109 | 9040C | 9040C ~ pH in Water by Electrometric Measurement | USEPA | https://www.epa.gov/sites/production/files/2015-12/documents/9040c.pdf |  |  | 6/26/2019 4:12:53 PM
2305 | 9041A | 9041 A ~ pH using Paper | USEPA |  |  |  | 6/26/2019 4:12:49 PM
2306 | 9045B | 9045 B ~ Soil and Waste pH | USEPA |  |  |  | 6/26/2019 4:12:49 PM
100467 | 9045C | 9045 C ~ pH by Electrometric Measurement | USEPA |  |  |  | 6/26/2019 4:12:54 PM
100110 | 9045D | 9045 D ~ Soil and Waste pH, part of Test Methods for Evaluating Solid | USEPA | https://www.epa.gov/sites/production/files/2015-12/documents/9045d.pdf |  |  | 6/26/2019 4:12:53 PM
2307 | 905***retired***use 905..0 | DO NOT USE***Radioactive Strontium in Water | USEPA | DO NOT USE ~ | duplicate records |  | 11/18/2024 5:21:34 PM
100111 | 905-R-05-001 | Standard Operating Procedure for Total Phosphorous in Sediments by Persulfate Oxidation Digestion (Lachat Method) | USEPA | http://www.epa.gov/greatlakes/monitoring/sop/chapter_6/LG600.pdf |  |  | 6/1/2016 7:25:03 AM
100871 | 905.0 | Radioactive Strontium in Drinking Water | USEPA |  |  |  | 10/20/2021 8:42:13 AM
2308 | 9050 | Specific Conductance | USEPA |  |  |  | 8/12/2006 11:50:00 PM
2309 | 9050A | 9050 A ~ Specific Conductance | USEPA |  |  |  | 6/26/2019 4:12:49 PM
2310 | 9056 | Anion Chromatography Method | USEPA |  |  |  | 8/12/2006 11:50:00 PM
5048 | 9056A | 9056 A ~ Anion Chromatography Method | USEPA | 9056A ~ EPA-RCA . Anion Chromatography Method |  | https://www.nemi.gov/methods/method_summary/4734/ | 9/7/2023 5:37:21 PM
2311 | 9057 | Impinger Solutions for Cl- by ICP | USEPA |  |  |  | 8/12/2006 11:50:00 PM
2312 | 906 | Tritium in Drinking Water | USEPA |  |  |  | 8/12/2006 11:50:00 PM
2313 | 9060 | Total Organic Carbon in Water and Waste | USEPA |  |  |  | 8/12/2006 11:50:00 PM
5049 | 9060A | 9060 A ~ Total Organic Carbon in water and wastes by Carbonaceous Analyzer | USEPA | 9060A ~ EPA-RCA . Total Organic Carbon in water and wastes by Carbonaceous Analyzer |  | https://www.nemi.gov/methods/method_summary/9348/ | 9/7/2023 5:37:21 PM
2314 | 9060AM | 9060 AM ~ Total Volatile Organic Carbon | USEPA |  |  |  | 6/26/2019 4:12:49 PM
2315 | 9065 | Total Phenolics by Spectroscopy | USEPA |  |  |  | 8/12/2006 11:50:00 PM
2316 | 9066 | Total Phenolics by Automated Colorimetry | USEPA |  |  |  | 8/12/2006 11:50:00 PM
2317 | 9067 | Total Phenolics by Spectrophotometry | USEPA |  |  |  | 8/12/2006 11:50:00 PM
2318 | 907 | Actinides in Drinking Water | USEPA |  |  |  | 8/12/2006 11:50:00 PM
2319 | 9070 | Total Recoverable Oil and Grease | USEPA |  |  |  | 8/12/2006 11:50:00 PM
101346 | 9070A | N-HEXANE EXTRACTABLE MATERIAL (HEM) FOR AQUEOUS SAMPLES | USEPA |  |  | https://www.epa.gov/sites/default/files/2015-12/documents/method_9070a_0.pdf | 3/13/2026 10:55:34 PM
2320 | 9071A | 9071 A ~ Oil and Grease in Sludge and Sediment | USEPA |  |  |  | 6/26/2019 4:12:49 PM
100112 | 9071B | 9071 B ~ Oil and Grease by n-Hexane Extraction | USEPA | https://www.epa.gov/sites/production/files/2015-12/documents/9071b.pdf |  |  | 6/26/2019 4:12:53 PM
2321 | 9075 | Total Chlorine in Petroleum Products | USEPA |  |  |  | 8/12/2006 11:50:00 PM
2322 | 9076 | Total Chlorine in Petroleum Products | USEPA |  |  |  | 8/12/2006 11:50:00 PM
2323 | 9077(A) | 9077 A ~ Total Chlorine in Petroleum Products | USEPA |  |  |  | 6/26/2019 4:12:49 PM
2324 | 9077(B) | 9077 B ~ Total Chlorine in Petroleum Products | USEPA |  |  |  | 6/26/2019 4:12:49 PM
2325 | 9077(C) | 9077 C ~ Total Chlorine in Petroleum Products | USEPA |  |  |  | 6/26/2019 4:12:49 PM
2326 | 9078 | Screening for PCBs in Soil | USEPA |  |  |  | 8/12/2006 11:50:00 PM
2327 | 9079 | Screening for PCBs in Transformer Oil | USEPA |  |  |  | 8/12/2006 11:50:00 PM
2328 | 908***retired***use 908..0 | DO NOT USE***Uranium in Drinking Water | USEPA | DO NOT USE ~ 908 ~ EPA-ORD / EPA-OST . Uranium in Drinking Water | duplicate records | https://www.nemi.gov/methods/method_summary/9184/ | 11/18/2024 5:21:34 PM
100872 | 908.0 | Uranium in Drinking Water | USEPA |  |  |  | 10/20/2021 8:42:13 AM
2329 | 908.1 | Uranium in Drinking Water | USEPA |  |  |  | 8/12/2006 11:50:00 PM
2330 | 9080 | Cation-Exchange Capacity of Soils | USEPA |  |  |  | 8/12/2006 11:50:00 PM
2331 | 9081 | Cation-Exchange Capacity of Soils | USEPA |  |  |  | 8/12/2006 11:50:00 PM
10020 | 909.0 | 909.0 ~ EPA; Determination of Lead-210 in Drinking Water | USEPA |  |  |  | 4/9/2021 10:14:24 AM
10010 | 909.0M | 909.0M ~ Prescribed Procedures for Measurement of Radioactivity in Drinking Water (EPA600-4-80-032) | USEPA |  |  |  | 6/26/2019 4:12:53 PM
100527 | 9095B | Paint Filter Liquids Test | USEPA | https://www.epa.gov/sites/production/files/2015-12/documents/9095b_0.pdf |  |  | 8/18/2020 6:34:26 PM
1 | 911.03 | Strontium in Water | AOAC |  |  |  | 8/12/2006 11:50:00 PM
10017 | 912.0 | 912.0 ~ EPA; Determination of Polonium-210 in Drinking Water by Alpha Particle Counting | USEPA |  |  |  | 4/9/2021 10:14:24 AM
101227 | 913.0 | 913.0 ~ USEPA; Radon in Drinking Water by Liquid Scintillation Counting | USEPA | https://nepis.epa.gov/Exe/ZyPURL.cgi?Dockey=91021ESM.txt |  |  | 2/4/2026 6:02:06 AM
2332 | 9131 | Total Coliform by Multiple Tube Fermentation | USEPA |  |  |  | 8/12/2006 11:50:00 PM
2333 | 9132 | Total Coliform by Membrane Filter | USEPA |  |  |  | 8/12/2006 11:50:00 PM
2 | 920.13 | Inorganic and Organometallic Pesticides | AOAC |  |  |  | 8/12/2006 11:50:00 PM
3 | 920.193(A) | 920.193 A ~ Total Solids in Water | AOAC |  |  |  | 6/26/2019 4:12:43 PM
4 | 920.193(B) | 920.193 B ~ Solids in Solution in Water | AOAC |  |  |  | 6/26/2019 4:12:43 PM
5 | 920.193(C) | 920.193 C ~ Solids in Water by Ignition | AOAC |  |  |  | 6/26/2019 4:12:43 PM
6 | 920.194 | Carbonate and Bicarbonate in Water | AOAC |  |  |  | 8/12/2006 11:50:00 PM
7 | 920.195 | Silica in Water | AOAC |  |  |  | 8/12/2006 11:50:00 PM
8 | 920.196 | Aluminum and Iron in Water | AOAC |  |  |  | 8/12/2006 11:50:00 PM
9 | 920.197(A) | 920.197 A ~ Iron in Water | AOAC |  |  |  | 6/26/2019 4:12:43 PM
10 | 920.197(B) | 920.197 B ~ Iron in Water | AOAC |  |  |  | 6/26/2019 4:12:43 PM
11 | 920.198 | Aluminum in Water | AOAC |  |  |  | 8/12/2006 11:50:00 PM
12 | 920.199 | Calcium in Water | AOAC |  |  |  | 8/12/2006 11:50:00 PM
13 | 920.2 | Magnesium in Water | AOAC |  |  |  | 8/12/2006 11:50:00 PM
14 | 920.201 | Barium in Water | AOAC |  |  |  | 8/12/2006 11:50:00 PM
15 | 920.202 | Mn, I, Br, As and Boric Acid in Water | AOAC |  |  |  | 8/12/2006 11:50:00 PM
16 | 920.203 | Manganese in Water | AOAC | 920.203 ~ AOAC . Manganese in Water |  | https://www.nemi.gov/methods/method_summary/4735/ | 9/7/2023 5:37:17 PM
17 | 920.204 | Bromide and Iodide in Water | AOAC |  |  |  | 8/12/2006 11:50:00 PM
18 | 920.205 | Arsenic in Water | AOAC |  |  |  | 8/12/2006 11:50:00 PM
2334 | 9200 | Nitrate in Water by Spectrophotometry | USEPA |  |  |  | 8/12/2006 11:50:00 PM
2335 | 9200A | 9200 A ~ Nitrate in Water by Spectrophotometry | USEPA |  |  |  | 6/26/2019 4:12:49 PM
2336 | 9210 | Nitrate in Water by ISE | USEPA |  |  |  | 8/12/2006 11:50:00 PM
2337 | 9211 | Bromide in Water by ISE | USEPA |  |  |  | 8/12/2006 11:50:00 PM
100597 | 9211C | Rapid Determination of Bacteria in Drinking Water Using an ATP Assay | APHA |  |  |  | 10/4/2021 6:14:03 PM
2338 | 9212 | Chloride in Water by ISE | USEPA |  |  |  | 8/12/2006 11:50:00 PM
2339 | 9213 | Cyanide in Water by ISE | USEPA |  |  |  | 8/12/2006 11:50:00 PM
3033 | 9213-D***retired*** 9213D | DO NOT USE***9213 D ~ E. coli method | APHA | DO NOT USE ~ 9213D ~ Standard Methods . E. coli by Membrane filtration plating on mTEC agar | duplicate records | https://www.nemi.gov/methods/method_summary/5573/ | 11/18/2024 5:21:34 PM
4659 | 9213B | 9213 B ~ Staphylococcus aureus in water by Tube Culture | APHA | 9213B ~ Standard Methods . Staphylococcus aureus in water by Tube Culture |  | https://www.nemi.gov/methods/method_summary/9669/ | 9/7/2023 5:37:19 PM
3185 | 9213D | 9213 D ~ E. coli by Membrane filtration plating on mTEC agar | APHA | 9213D ~ Standard Methods . E. coli by Membrane filtration plating on mTEC agar | DATA | https://www.nemi.gov/methods/method_summary/5573/ | 9/7/2023 5:37:19 PM
2340 | 9214 | Fluoride in Water by ISE | USEPA |  |  |  | 8/12/2006 11:50:00 PM
2341 | 9215 | Sulfide in Water by ISE | USEPA |  |  |  | 8/12/2006 11:50:00 PM
494 | 9215-B | 9215 B ~ Heterotrophic Plate Count- Pour Plate Method | APHA |  |  |  | 6/26/2019 4:12:45 PM
495 | 9215-C | 9215 C ~ Heterotrophic Plate Count- Spread Plate Method | APHA |  |  |  | 6/26/2019 4:12:45 PM
496 | 9215-D | 9215 D ~ Heterotrophic Plate Count- Membrane Filter Method | APHA |  |  |  | 6/26/2019 4:12:45 PM
497 | 9216-B | 9216 B ~ Direct Total Microbial Count- Epifluorescence Method | APHA |  |  |  | 6/26/2019 4:12:45 PM
498 | 9221-B | 9221 B ~ Standard Total Coliform- Fermentation Technique | APHA |  |  |  | 6/26/2019 4:12:45 PM
100012 | 9221-B | 9221 B ~ Standard Total Coliform Fermentation Technique | APHA_SM19ED | Standard Methods (19th ed.) 9221-B (Multiple-Tube Fermentation Technique) MPN |  |  | 6/26/2019 4:12:53 PM
3034 | 9221-B.1 | 9221 B.1 ~ Escherichia coli Fermentation Technique, Multi-tube Fermentation Technique | APHA |  |  |  | 6/26/2019 4:12:51 PM
499 | 9221-C | 9221 C ~ Multiple-Tube Fermentation for Coliform | APHA |  |  |  | 6/26/2019 4:12:45 PM
500 | 9221-D | 9221 D ~ Estimation of Bacterial Density- MPN Determination | APHA |  |  |  | 6/26/2019 4:12:45 PM
501 | 9221-E | 9221 E ~ Fecal Coliform Procedure- Multiple-Tube Procedure | APHA | 9221E ~ Standard Methods . Fecal coliforms by Multiple tube fermentation |  | https://www.nemi.gov/methods/method_summary/5588/ | 9/7/2023 5:37:18 PM
100013 | 9221-E | 9221 E ~ Fecal Coliform Procedure | APHA_SM19ED | Standard Methods (19th ed.) 9221-E (Multiple-Tube Fermentation Technique) MPN |  |  | 6/26/2019 4:12:53 PM
3072 | 9221-E.1 | 9221 E.1 ~ Fecal Coliform Procedure-Multiple-Tube Proc using EC medium and prior enrichment | APHA |  |  |  | 6/26/2019 4:12:51 PM
3073 | 9221-E.2 | 9221 E.2 ~ Fecal Coliform Procedure-Multiple-Tube Proc using A-1 medium without prior enrichment | APHA |  |  |  | 6/26/2019 4:12:51 PM
3035 | 9221-F | 9221 F ~ Escherichia coli, Multi-tube Fermentation Technique | APHA |  |  |  | 6/26/2019 4:12:51 PM
4660 | 9221A,B,C,F | 9221 A,B,C,F ~ Coliform bacteria by Multiple-tube test using lauryl-tryptose and EC-MUG broth | APHA | 9221A,B,C,F ~ Standard Methods . Coliform bacteria by Multiple-tube test using lauryl-tryptose and EC-MUG broth |  | https://www.nemi.gov/methods/method_summary/5582/ | 9/7/2023 5:37:19 PM
100598 | 9221A-B-C-F***retired***9221A,B,C,F | DO NOT USE***9221 A,B,C,F ~ Coliform bacteria by Multiple-tube test using lauryl-tryptose and EC-MUG broth | APHA | DO NOT USE ~ | duplicate records |  | 11/18/2024 5:21:34 PM
101403 | 9222 | Total Coliforms and E. coli in water | APHA | A membrane filtration method (as well as a partition method for E. coli) where the analytical process requires that all filtration series begin with membrane filtration equipment that has been sterilized by autoclaving |  |  | 4/18/2026 4:06:50 AM
3036 | 9222-(B+B.5c) | 9222- B+B.5c ~ Total Coliform Fermentation Technique, Multi-tube Fermentation with Enrichment Technique | APHA |  |  |  | 6/26/2019 4:12:51 PM
505 | 9222-E | 9222 E ~ Fecal Coliform- Delayed-Incubation Procedure | APHA |  |  |  | 6/26/2019 4:12:45 PM
506 | 9222-F | 9222 F ~ Klebsiella- Membrane Filter Procedure | APHA |  |  |  | 6/26/2019 4:12:45 PM
3186 | 9222A | 9222 A ~ Membrane Filter Technique for Members of the Coliform Group | APHA |  |  |  | 6/26/2019 4:12:51 PM
4661 | 9222A,B,C | 9222 A,B,C ~ Coliforms, total, by Membrane Filtration (MF) Plating | APHA | 9222A,B,C ~ Standard Methods . Coliforms, total, by Membrane Filtration (MF) Plating |  | https://www.nemi.gov/methods/method_summary/5580/ | 9/7/2023 5:37:19 PM
3187 | 9222B | 9222 B ~ Standard Total Coliform Membrane Filter Procedure | APHA |  |  |  | 7/6/2021 4:15:51 PM
4662 | 9222B,G | 9222 B,G ~ Membrane filtration plating of E. coli with MUG-fluorescent detection | APHA | 9222B,G ~ Standard Methods . Membrane filtration plating of E. coli with MUG-fluorescent detection |  | https://www.nemi.gov/methods/method_summary/5581/ | 9/7/2023 5:37:19 PM
100599 | 9222B_RETIRED | 9222B_RETIRED | APHA | G" |  |  | 10/20/2021 8:42:11 AM
3188 | 9222C | 9222 C ~ Delayed Incubation Total Coliform Procedure | APHA |  |  |  | 7/6/2021 4:15:51 PM
3190 | 9222D | 9222 D ~ Membrane filtration test for fecal coliforms | APHA | 9222D ~ Standard Methods . Membrane filtration test for fecal coliforms |  | https://www.nemi.gov/methods/method_summary/5587/ | 9/7/2023 5:37:19 PM
100017 | 9222D | 9222 D ~ Membrane filtration test for fecal coliforms | APHA_SM22ED | 9222 D |  | https://www.nemi.gov/methods/method_summary/5587/ | 6/26/2019 4:12:53 PM
3189 | 9222G | 9222 G ~ Membrane filtration plating of E. coli with MUG-fluorescent detection | APHA |  |  |  | 6/26/2019 4:12:51 PM
100175 | 9223 | Chromogenic Substrate Coliform Test | APHA | Standard Methods for the Examination of Water and Wastewater 18th Edition 1992. https://law.resource.org/pub/us/cfr/ibr/002/apha.method.9223.1992.pdf |  |  | 1/12/2018 12:49:12 PM
100018 | 9223-B | 9223 B ~ Enzyme Substrate Test | APHA_SM22ED | Enzyme Substrate Test - URL: https://www.nemi.gov/methods/method_summary/5583/ or http://standardmethods.org |  | https://www.nemi.gov/methods/method_summary/5583 | 6/26/2019 4:12:53 PM
507 | 9223-B | 9223 B ~ Enzyme substrate assay for measuring total coliforms and E. coli (ONPG-MUG test or CPRG-MUG test) | APHA | 9223B ~ Standard Methods . Enzyme substrate assay for measuring total coliforms and E. coli (ONPG-MUG test or CPRG-MUG test) | DATA | https://www.nemi.gov/methods/method_summary/5583/ | 9/7/2023 5:37:18 PM
100537 | 9223-B-04 | 9223 B 04 ~Enzyme Substrate Test | APHA |  |  |  | 11/4/2020 11:10:01 AM
100600 | 9223B***retired*** 9223-B | DO NOT USE***9223 B ~ Enzyme substrate assay for measuring total coliforms and E. coli (ONPG-MUG test or CPRG-MUG test) | APHA | DO NOT USE ~ | duplicate records |  | 11/18/2024 5:21:34 PM
508 | 9230-B | 9230 B ~ Fecal Streptococcus and Enterococcus Groups, Multiple Tube Technique | APHA |  |  |  | 6/26/2019 4:12:45 PM
509 | 9230-C | 9230 C ~ Fecal Streptococcus and Enterococcus Groups, Membrane Filter Techniques | APHA |  |  |  | 6/26/2019 4:12:45 PM
100007 | 9230-D | 9230 D ~ Fluorogenic Substrate Enterococcus Test | APHA |  |  |  | 6/26/2019 4:12:53 PM
510 | 9240-B | 9240 B ~ Enumberation-Enrichment & Isolation of Iron and Sulfur Bacteria | APHA |  |  |  | 6/26/2019 4:12:45 PM
20 | 925.54 | Sulfate in Water | AOAC | 925.54 ~ AOAC . Sulfate in Water |  | https://www.nemi.gov/methods/method_summary/4736/ | 9/7/2023 5:37:17 PM
2342 | 9250 | Chloride by Automated Colorimetry | USEPA |  |  |  | 8/12/2006 11:50:00 PM
511 | 9250-B | 9250 B ~ Actinomycete Plate Count | APHA |  |  |  | 6/26/2019 4:12:45 PM
2343 | 9251 | Chloride by Automated Colorimetry | USEPA |  |  |  | 8/12/2006 11:50:00 PM
2344 | 9252A | 9252 A ~ Chloride in Water and Waste by Titration | USEPA |  |  |  | 6/26/2019 4:12:49 PM
2345 | 9253 | Chloride in Water and Waste by Titration | USEPA |  |  |  | 8/12/2006 11:50:00 PM
4663 | 9260 I | 9260 I ~ Leptospira spp. in water by Tube Culture | APHA | 9260I / 9260 I ~ Standard Methods . Leptospira spp. in water by Tube Culture |  | https://www.nemi.gov/methods/method_summary/9670/ | 9/7/2023 5:37:19 PM
2346 | 9310 | Gross Alpha and Beta | USEPA | 9310 ~ EPA-RCA . Gross Alpha and Beta Determination |  | https://www.nemi.gov/methods/method_summary/4737/ | 9/7/2023 5:37:19 PM
2347 | 9315 | Alpha Emitting Radium Isotopes in Water | USEPA | 9315 ~ EPA-RCA . Alpha-emitting radium isotopes in water by Alpha Scintillation or AGPC |  | https://www.nemi.gov/methods/method_summary/9344/ | 9/7/2023 5:37:19 PM
2348 | 9320 | Radium-228 | USEPA | 9320 ~ EPA-RCA . Radium-228 in groundwater |  | https://www.nemi.gov/methods/method_summary/9345/ | 9/7/2023 5:37:19 PM
21 | 939.11 | Fluoride in Water | AOAC |  |  |  | 8/12/2006 11:50:00 PM
22 | 949.09 | Monofluoroacetic Acid Pesticide Residues | AOAC |  |  |  | 8/12/2006 11:50:00 PM
23 | 949.1 | Monofluoroacetic Acid Pesticide Residues | AOAC |  |  |  | 8/12/2006 11:50:00 PM
24 | 949.12 | Microchemical Deter. of Carbon and Hydrogen | AOAC |  |  |  | 8/12/2006 11:50:00 PM
512 | 9510-G | 9510 G ~ Assay and Identification of Viruses in Sample Concentrates | APHA |  |  |  | 6/26/2019 4:12:45 PM
25 | 952.24 | Microchemical Determination of Br, Cl, or I | AOAC |  |  |  | 8/12/2006 11:50:00 PM
26 | 952.25 | Microchemical Determination of Sulfur | AOAC |  |  |  | 8/12/2006 11:50:00 PM
27 | 955.48 | Microchemical Determination of Sulfur | AOAC |  |  |  | 8/12/2006 11:50:00 PM
28 | 956.07 | Microchemical Determination of Alkoxyl Group | AOAC |  |  |  | 8/12/2006 11:50:00 PM
885 | 9562 | Adsorbable Organic Halogens | ISO |  |  |  | 8/12/2006 11:50:00 PM
29 | 957.14 | Captan Pesticide Residues | AOAC |  |  |  | 8/12/2006 11:50:00 PM
30 | 957.18 | Microchemical Determination of Phosphorus | AOAC |  |  |  | 8/12/2006 11:50:00 PM
31 | 960.1 | Herbicides (Ester Forms) | AOAC |  |  |  | 8/12/2006 11:50:00 PM
32 | 960.14(A) | 960.14 A ~ Quaternary Ammonium Compounds | AOAC |  |  |  | 6/26/2019 4:12:43 PM
33 | 960.14(B) | 960.14 B ~ Quaternary Ammonium Compounds | AOAC |  |  |  | 6/26/2019 4:12:43 PM
34 | 960.43 | Piperonyl Butoxide Residues | AOAC |  |  |  | 8/12/2006 11:50:00 PM
35 | 960.52 | Microchemical Determination of Nitrogen | AOAC |  |  |  | 8/12/2006 11:50:00 PM
36 | 961.16 | Microchemical Determination of Fluorine | AOAC |  |  |  | 8/12/2006 11:50:00 PM
37 | 963.23 | Glyodin Pesticide Residues | AOAC |  |  |  | 8/12/2006 11:50:00 PM
38 | 963.24 | Maleic Hydrazide Pesticide Residues | AOAC |  |  |  | 8/12/2006 11:50:00 PM
39 | 963.29 | Microchemical Determination of Oxygen | AOAC |  |  |  | 8/12/2006 11:50:00 PM
40 | 964.18 | Carbaryl Pesticide Residue - Colorimetric | AOAC |  |  |  | 8/12/2006 11:50:00 PM
41 | 964.19 | Dodine Pesticide Residues | AOAC |  |  |  | 8/12/2006 11:50:00 PM
42 | 964.2 | Nicotine Residues | AOAC |  |  |  | 8/12/2006 11:50:00 PM
43 | 965.36 | Dichlone Pesticide Residues | AOAC |  |  |  | 8/12/2006 11:50:00 PM
44 | 967.25 | Salmonella in Foods | AOAC |  |  |  | 8/12/2006 11:50:00 PM
45 | 967.26 | Salmonella in Foods | AOAC |  |  |  | 8/12/2006 11:50:00 PM
46 | 967.27 | Salmonella in Foods | AOAC |  |  |  | 8/12/2006 11:50:00 PM
47 | 967.28 | Salmonella in Foods | AOAC |  |  |  | 8/12/2006 11:50:00 PM
48 | 968.24 | Organo Pesticide Residue - Sweep Codist. | AOAC |  |  |  | 8/12/2006 11:50:00 PM
49 | 968.25 | Biphenyl Pesticide Residues in Citrus | AOAC |  |  |  | 8/12/2006 11:50:00 PM
50 | 968.26 | Carbaryl Pesticide Residue - Qualitative | AOAC |  |  |  | 8/12/2006 11:50:00 PM
51 | 969.48 | Tritium in Water | AOAC |  |  |  | 8/12/2006 11:50:00 PM
52 | 970.52 | Organo Pesticide Residues - Multiresidue | AOAC |  |  |  | 8/12/2006 11:50:00 PM
53 | 970.53 | Organophos. Pesticide Residues - Sweep Osc. | AOAC |  |  |  | 8/12/2006 11:50:00 PM
54 | 970.54 | Naphthyleneacetic Pesticide Residues | AOAC |  |  |  | 8/12/2006 11:50:00 PM
513 | 9711-B | 9711 B ~ Immunofluorescence Method for Giarda & Crytosporidium | APHA |  |  |  | 6/26/2019 4:12:45 PM
514 | 9711-C | 9711 C ~ Protozoa: Entamoeba histolytica in Water | APHA |  |  |  | 6/26/2019 4:12:45 PM
55 | 972.05 | Organochlorine Pesticide Contamination | AOAC |  |  |  | 8/12/2006 11:50:00 PM
56 | 972.23 | Lead in Fish | AOAC |  |  |  | 8/12/2006 11:50:00 PM
57 | 972.24 | Lead in Fish | AOAC |  |  |  | 8/12/2006 11:50:00 PM
58 | 972.29 | Thiram Pesticide Residues | AOAC |  |  |  | 8/12/2006 11:50:00 PM
59 | 972.43 | Microchemical Deter. of Carbon, H and N | AOAC |  |  |  | 8/12/2006 11:50:00 PM
60 | 973.39 | Ethylan Pesticide Residues - GC | AOAC |  |  |  | 8/12/2006 11:50:00 PM
61 | 973.4 | Specific Conductance of Water | AOAC |  |  |  | 8/12/2006 11:50:00 PM
62 | 973.41 | pH of Water | AOAC | 973.41 ~ AOAC . pH of Water |  | https://www.nemi.gov/methods/method_summary/4738/ | 9/7/2023 5:37:17 PM
63 | 973.42 | Acidity of Water | AOAC |  |  |  | 8/12/2006 11:50:00 PM
64 | 973.43 | Alkalinity of Water | AOAC |  |  |  | 8/12/2006 11:50:00 PM
65 | 973.44 | Biochemical Oxygen Demand of Water | AOAC |  |  |  | 8/12/2006 11:50:00 PM
66 | 973.45 | Oxygen (Dissolved) in Water | AOAC |  |  |  | 8/12/2006 11:50:00 PM
67 | 973.46(E) | 973.46 E ~ Chemical Oxygen Demand of Water | AOAC |  |  |  | 6/26/2019 4:12:43 PM
68 | 973.46(F) | 973.46 F ~ Chemical Oxygen Demand of Water | AOAC |  |  |  | 6/26/2019 4:12:43 PM
69 | 973.46(G) | 973.46 G ~ Chemical Oxygen Demand of Water | AOAC |  |  |  | 6/26/2019 4:12:43 PM
70 | 973.47 | Organic Carbon in Water | AOAC |  |  |  | 8/12/2006 11:50:00 PM
71 | 973.48 | Total Nitrogen in Water | AOAC |  |  |  | 8/12/2006 11:50:00 PM
72 | 973.49(E) | 973.49 E ~ Nitrogen (Ammonia) in Water | AOAC |  |  |  | 6/26/2019 4:12:43 PM
73 | 973.49(F) | 973.49 F ~ Nitrogen (Ammonia) in Water | AOAC |  |  |  | 6/26/2019 4:12:43 PM
74 | 973.5 | Nitrogen (Nitrate) in Water | AOAC |  |  |  | 8/12/2006 11:50:00 PM
75 | 973.51 | Chloride in Water | AOAC |  |  |  | 8/12/2006 11:50:00 PM
76 | 973.52 | Hardness of Water | AOAC |  |  |  | 8/12/2006 11:50:00 PM
4610 | 973.52B | 973.52 B ~ Hardness of Water | AOAC | 973.52B ~ AOAC . Hardness of Water |  | https://www.nemi.gov/methods/method_summary/4739/ | 9/7/2023 5:37:19 PM
77 | 973.53 | Potassium in Water | AOAC |  |  |  | 8/12/2006 11:50:00 PM
78 | 973.54 | Sodium in Water | AOAC |  |  |  | 8/12/2006 11:50:00 PM
79 | 973.55 | Phosphorus in Water - Photometric | AOAC |  |  |  | 8/12/2006 11:50:00 PM
80 | 973.56 | Phosphorus in Water - Automated | AOAC |  |  |  | 8/12/2006 11:50:00 PM
81 | 973.57 | Sulfate in Water | AOAC |  |  |  | 8/12/2006 11:50:00 PM
82 | 973.66 | Strontium-90 in Water | AOAC |  |  |  | 8/12/2006 11:50:00 PM
83 | 973.67 | Iodine-131, Ba-140 and Cs-137 in Milk | AOAC |  |  |  | 8/12/2006 11:50:00 PM
84 | 974.14 | Mercury in Fish | AOAC |  |  |  | 8/12/2006 11:50:00 PM
85 | 974.22 | Organo Pesticide Residue - Carbon Column | AOAC |  |  |  | 8/12/2006 11:50:00 PM
86 | 974.27 | Cd, Cr, Cu, Fe, Pb, Mg, Mn, Ag, Zn in Water | AOAC |  |  |  | 8/12/2006 11:50:00 PM
87 | 974.36 | Microchemical Determination of Br, Cl, or I | AOAC |  |  |  | 8/12/2006 11:50:00 PM
88 | 974.37 | Strontium-89 and -90 in Milk | AOAC |  |  |  | 8/12/2006 11:50:00 PM
89 | 974.38 | Clostridium perfringens in Foods | AOAC |  |  |  | 8/12/2006 11:50:00 PM
90 | 975.4 | N-Methylcarbamate Insecticide Residues | AOAC |  |  |  | 8/12/2006 11:50:00 PM
91 | 975.53 | Microchemical Determination of Sulfur | AOAC |  |  |  | 8/12/2006 11:50:00 PM
92 | 975.54 | Salmonella in Foods | AOAC |  |  |  | 8/12/2006 11:50:00 PM
93 | 975.55 | Staphylococcus aureus in Foods | AOAC |  |  |  | 8/12/2006 11:50:00 PM
94 | 975.56 | Virus in Beef (Ground) | AOAC |  |  |  | 8/12/2006 11:50:00 PM
95 | 976.23 | Endosulfan/Tetrasul Pesticide Residues | AOAC |  |  |  | 8/12/2006 11:50:00 PM
96 | 976.29 | Microchemical Determination of Sulfur | AOAC |  |  |  | 8/12/2006 11:50:00 PM
97 | 976.3 | Clostridium perfringens in Foods | AOAC |  |  |  | 8/12/2006 11:50:00 PM
98 | 976.31 | Staphylococcal Enterotoxin in Foods | AOAC |  |  |  | 8/12/2006 11:50:00 PM
99 | 977.06 | Chlorotoluron, Chloroxuron, or Metoxuron | AOAC |  |  |  | 8/12/2006 11:50:00 PM
100 | 977.15 | Mercury in Fish | AOAC |  |  |  | 8/12/2006 11:50:00 PM
101 | 977.19 | Hexachlorobenzene/Mirex Residues in Fat | AOAC |  |  |  | 8/12/2006 11:50:00 PM
102 | 977.22 | Mercury in Water | AOAC |  |  |  | 8/12/2006 11:50:00 PM
103 | 977.26 | Clostridium botulinum and Toxins in Food | AOAC |  |  |  | 8/12/2006 11:50:00 PM
104 | 978.16 | Ethylenethiourea Pesticide Residues - GC | AOAC |  |  |  | 8/12/2006 11:50:00 PM
105 | 978.23 | Fecal Coliforms in Shellfish Waters | AOAC |  |  |  | 8/12/2006 11:50:00 PM
106 | 978.24 | Salmonella sp. in Foods | AOAC |  |  |  | 8/12/2006 11:50:00 PM
107 | 978.26 | Somatic Cells in Milk | AOAC |  |  |  | 8/12/2006 11:50:00 PM
108 | 980.22 | Hexachlorobenzene/Mirex Residue in Adipose | AOAC |  |  |  | 8/12/2006 11:50:00 PM
109 | 980.31 | Bacillus cereus in Foods | AOAC |  |  |  | 8/12/2006 11:50:00 PM
110 | 980.32 | Staphylococcal Enterotoxin in Foods | AOAC |  |  |  | 8/12/2006 11:50:00 PM
111 | 980.37 | Staphylococcus aureus in Foods | AOAC |  |  |  | 8/12/2006 11:50:00 PM
112 | 983.21 | Organochlorine Pesticide/PCB Residues | AOAC |  |  |  | 8/12/2006 11:50:00 PM
113 | 983.25 | Total and Fecal Coliforms in Foods | AOAC |  |  |  | 8/12/2006 11:50:00 PM
114 | 983.26 | Differentiation of Bacillus cereus Group | AOAC |  |  |  | 8/12/2006 11:50:00 PM
115 | 984.21 | Organochlorine Pesticide Residues in Fats | AOAC |  |  |  | 8/12/2006 11:50:00 PM
116 | 984.34 | E. coli Producing Heat-Labile Enterotoxin | AOAC |  |  |  | 8/12/2006 11:50:00 PM
117 | 984.35 | E. coli Enterotoxins | AOAC |  |  |  | 8/12/2006 11:50:00 PM
118 | 985.22 | Organo Pesticide Residues - GC | AOAC |  |  |  | 8/12/2006 11:50:00 PM
119 | 985.23 | N-Methylcarb. Insecticide/Metabolite Residue | AOAC |  |  |  | 8/12/2006 11:50:00 PM
120 | 985.42 | Salmonella in Foods | AOAC |  |  |  | 8/12/2006 11:50:00 PM
121 | 985.43 | Poliovirus 1 in Oysters | AOAC |  |  |  | 8/12/2006 11:50:00 PM
122 | 986.22 | TNT, RDX, HMX and 2,4-DNT in Wastewater | AOAC |  |  |  | 8/12/2006 11:50:00 PM
123 | 986.33 | Bacterial and Coliform Counts in Milk | AOAC |  |  |  | 8/12/2006 11:50:00 PM
124 | 986.34 | Enterotoxigenic E. coli | AOAC |  |  |  | 8/12/2006 11:50:00 PM
125 | 986.35 | Salmonella in Foods by Photometer | AOAC |  |  |  | 8/12/2006 11:50:00 PM
126 | 987.09 | Staphylococcus aureus in Foods | AOAC |  |  |  | 8/12/2006 11:50:00 PM
127 | 987.1 | Salmonella in Foods | AOAC |  |  |  | 8/12/2006 11:50:00 PM
128 | 987.11 | Salmonella in Low Moisture Foods | AOAC |  |  |  | 8/12/2006 11:50:00 PM
129 | 988.19 | E. Coli in Chilled/Frozen Food | AOAC |  |  |  | 8/12/2006 11:50:00 PM
130 | 988.2 | Vibrio cholerae in Oysters | AOAC |  |  |  | 8/12/2006 11:50:00 PM
131 | 989.1 | Bacterial and Coliforms in Dairy Products | AOAC |  |  |  | 8/12/2006 11:50:00 PM
132 | 989.11 | Coliforms in Dairy Products | AOAC |  |  |  | 8/12/2006 11:50:00 PM
133 | 989.12 | Salmonella sp./E. coli in Foods | AOAC |  |  |  | 8/12/2006 11:50:00 PM
134 | 989.13 | Motile Salmonella in Foods | AOAC |  |  |  | 8/12/2006 11:50:00 PM
135 | 989.14 | Salmonella in Foods | AOAC |  |  |  | 8/12/2006 11:50:00 PM
136 | 989.15 | Salmonella in Foods | AOAC |  |  |  | 8/12/2006 11:50:00 PM
137 | 990.06 | Organochlorine Pesticide in Water by GC | AOAC | 990.06 ~ AOAC . Organochlorine Pesticide in Water by GC |  | https://www.nemi.gov/methods/method_summary/4740/ | 9/7/2023 5:37:17 PM
138 | 990.07 | PCBs (Aroclor 1254) in Serum by GC | AOAC |  |  |  | 8/12/2006 11:50:00 PM
139 | 990.08 | Metals in Solid Wastes by ICP | AOAC | 990.08 ~ AOAC . Metals in Solid Wastes by ICP |  | https://www.nemi.gov/methods/method_summary/4741/ | 9/7/2023 5:37:17 PM
140 | 990.11 | Total Coliform and E. coli in Foods | AOAC |  |  |  | 8/12/2006 11:50:00 PM
141 | 990.12 | Aerobic Plate Count in Foods | AOAC |  |  |  | 8/12/2006 11:50:00 PM
142 | 990.13 | Salmonella in Foods | AOAC |  |  |  | 8/12/2006 11:50:00 PM
143 | 991.06 | N-Methylcarb.s in Drinking Water | AOAC |  |  |  | 8/12/2006 11:50:00 PM
144 | 991.07 | Nitrogen and Phosphorus in Drinking Water | AOAC |  |  |  | 8/12/2006 11:50:00 PM
145 | 991.08 | Glyphosate and AMPA in Environmental Water | AOAC | 991.08 ~ AOAC . Glyphosate and AMPA in Environmental Water |  | https://www.nemi.gov/methods/method_summary/4742/ | 9/7/2023 5:37:17 PM
146 | 991.09 | Munition Residues in Soil by HPLC | AOAC |  |  |  | 8/12/2006 11:50:00 PM
147 | 991.12 | Salmonella in Foods | AOAC |  |  |  | 8/12/2006 11:50:00 PM
148 | 991.13 | Salmonella, E. coli, Enterobac. in Foods | AOAC |  |  |  | 8/12/2006 11:50:00 PM
149 | 991.14 | Coliform and E. coli Counts in Foods | AOAC |  |  |  | 8/12/2006 11:50:00 PM
150 | 991.15 | Total Coliforms and E. coli in Water | AOAC |  |  |  | 8/12/2006 11:50:00 PM
100596 | 991.31 | Determination of aflatoxins in botanical roots by a modification | AOAC |  |  |  | 10/4/2021 6:14:03 PM
151 | 991.38 | Salmonella in Foods | AOAC |  |  |  | 8/12/2006 11:50:00 PM
152 | 992.11 | Motile and Nonmotile Salmonella in Foods | AOAC |  |  |  | 8/12/2006 11:50:00 PM
153 | 992.14 | Pesticides and Metabolites in Water | AOAC |  |  |  | 8/12/2006 11:50:00 PM
154 | 992.17 | Diquat and Paraquat Residues in Potatoes | AOAC |  |  |  | 8/12/2006 11:50:00 PM
155 | 992.18 | Listeria Species | AOAC |  |  |  | 8/12/2006 11:50:00 PM
156 | 992.19 | Listeria Species | AOAC |  |  |  | 8/12/2006 11:50:00 PM
157 | 992.3 | Confirmed Total Coliform/E. coli in Food | AOAC |  |  |  | 8/12/2006 11:50:00 PM
158 | 992.31 | Ethylene Thiourea Residues in Water | AOAC |  |  |  | 8/12/2006 11:50:00 PM
159 | 992.32 | Chlorinated Acidic Residues in Water | AOAC |  |  |  | 8/12/2006 11:50:00 PM
4611 | 993.06 | Staphylococcal Enterotoxins by Enzyme Immunoassay | AOAC | 993.06 ~ AOAC . Staphylococcal Enterotoxins by Enzyme Immunoassay |  | https://www.nemi.gov/methods/method_summary/10930/ | 9/7/2023 5:37:19 PM
160 | 993.08 | Salmonella in Foods | AOAC |  |  |  | 8/12/2006 11:50:00 PM
161 | 993.09 | Listeria in Dairy, Seafood and Meats | AOAC |  |  |  | 8/12/2006 11:50:00 PM
162 | 993.1 | Clostridium perfringens from Shellfish | AOAC |  |  |  | 8/12/2006 11:50:00 PM
163 | 993.11 | Bacterial Counts in Raw/Pasteurized Milk | AOAC |  |  |  | 8/12/2006 11:50:00 PM
164 | 993.12 | Listeria monocytogenes in Milk | AOAC |  |  |  | 8/12/2006 11:50:00 PM
165 | 993.14 | Trace Elements in Waters and Wastewaters | AOAC |  |  |  | 8/12/2006 11:50:00 PM
166 | 993.15 | 1,2-Dibromoethane and DBCP in Water | AOAC |  |  |  | 8/12/2006 11:50:00 PM
167 | 993.23 | Dissolved Hexavalent Chromium in Water | AOAC |  |  |  | 8/12/2006 11:50:00 PM
168 | 993.3 | Inorganic Anions in Water | AOAC | 993.3 ~ AOAC . Inorganic Anions in Water |  | https://www.nemi.gov/methods/method_summary/4743/ | 9/7/2023 5:37:17 PM
100138 | A-01-R | Alpha Radioassay | USDOE/EML | Calibration Of Alpha-emitting Radionuclide Solutions And Sources |  | http://www.wipp.energy.gov/NAMP/EMLLegacy/ProcMan/Sect4/4_5-2.pdf | 11/23/2016 2:19:03 PM
5182 | A00070 | Aldicarb in water by Immunoassay | MWI | A00070 ~ MWI . Aldicarb in water by Immunoassay |  | https://www.nemi.gov/methods/method_summary/7253/ | 9/7/2023 5:37:21 PM
5183 | A00071 | Atrazine in water by Immunoassay | MWI | A00071 ~ MWI . Atrazine in water by Immunoassay |  | https://www.nemi.gov/methods/method_summary/7254/ | 9/7/2023 5:37:21 PM
5184 | A00072 | Alachlor in water by Immunoassay | MWI | A00072 ~ MWI . Alachlor in water by Immunoassay |  | https://www.nemi.gov/methods/method_summary/7252/ | 9/7/2023 5:37:21 PM
5185 | A00073 | Cyanazine in water by Immunoassay | MWI | A00073 ~ MWI . Cyanazine in water by Immunoassay |  | https://www.nemi.gov/methods/method_summary/7262/ | 9/7/2023 5:37:21 PM
5186 | A00074 | Carbofuran in water by Immunoassay | MWI | A00074 ~ MWI . Carbofuran in water by Immunoassay |  | https://www.nemi.gov/methods/method_summary/7259/ | 9/7/2023 5:37:21 PM
5187 | A00080 | Metolachlor in water by Immunoassay | MWI | A00080 ~ MWI . Metolachlor in water by Immunoassay |  | https://www.nemi.gov/methods/method_summary/7264/ | 9/7/2023 5:37:21 PM
5188 | A00081 | Captan in water by Immunoassay | MWI | A00081 ~ MWI . Captan in water by Immunoassay |  | https://www.nemi.gov/methods/method_summary/7257/ | 9/7/2023 5:37:21 PM
5189 | A00082 | 2,4-D in Water by Immunoassay | MWI | A00082 ~ MWI . 2,4-D in Water by Immunoassay |  | https://www.nemi.gov/methods/method_summary/5624/ | 9/7/2023 5:37:21 PM
100576 | A00082***retired*** | DO NOT USE***2,4-D in Water by Immunoassay | MODERN WATER***retired***use MWI | DO NOT USE ~ A00082 ~ Modern Water | duplicate records | https://www.nemi.gov/methods/method_summary/5624/ | 11/18/2024 5:21:34 PM
5190 | A00088 | Procymidone in water by Immunoassay | MWI | A00088 ~ MWI . Procymidone in water by Immunoassay |  | https://www.nemi.gov/methods/method_summary/7266/ | 9/7/2023 5:37:21 PM
5191 | A00093 | Benomyl/Carbendazim in water by Immunoassay | MWI | A00093 ~ MWI . Benomyl/Carbendazim in water by Immunoassay |  | https://www.nemi.gov/methods/method_summary/7256/ | 9/7/2023 5:37:21 PM
5192 | A00097 | Carbaryl in water by Immunoassay | MWI | A00097 ~ MWI . Carbaryl in water by Immunoassay |  | https://www.nemi.gov/methods/method_summary/7258/ | 9/7/2023 5:37:21 PM
5193 | A00105 | Chlorothalonil in water by Immunoassay | MWI | A00105 ~ MWI . Chlorothalonil in water by Immunoassay |  | https://www.nemi.gov/methods/method_summary/7260/ | 9/7/2023 5:37:21 PM
5194 | A00111 | PCP (pentachlorophenol) in water by immunoassay | MWI | A00111 ~ MWI . PCP (pentachlorophenol) in water by immunoassay |  | https://www.nemi.gov/methods/method_summary/5637/ | 9/7/2023 5:37:21 PM
100577 | A00111***retired*** | DO NOT USE***PCP (pentachlorophenol) in water by immunoassay | MODERN WATER***retired***use MWI | DO NOT USE ~ A00111 ~ Modern Water | duplicate records | https://www.nemi.gov/methods/method_summary/5637/ | 11/18/2024 5:21:34 PM
5195 | A00111/A00128 | PCP (pentachlorophenol) in soils/sediment by immunoassay | MWI | A00111/A00128 ~ MWI . PCP (pentachlorophenol) in soils/sediment by immunoassay |  | https://www.nemi.gov/methods/method_summary/5638/ | 9/7/2023 5:37:21 PM
100578 | A00111/A00128***retired*** | DO NOT USE***PCP (pentachlorophenol) in soils/sediment by immunoassay | MODERN WATER***retired***use MWI | DO NOT USE ~ A00111/A00128 ~ Modern Water | duplicate records | https://www.nemi.gov/methods/method_summary/5638/ | 11/18/2024 5:21:34 PM
5196 | A00134 | PCB (polychlorinated biphenyl) in water by immunoassay | MWI | A00134 ~ MWI . PCB (polychlorinated biphenyl) in water by immunoassay |  | https://www.nemi.gov/methods/method_summary/5640/ | 9/7/2023 5:37:21 PM
5197 | A00134/A00137 | PCB (polychlorinated biphenyl) in soils/sediment by immunoassay | MWI | A00134/A00137 ~ MWI . PCB (polychlorinated biphenyl) in soils/sediment by immunoassay |  | https://www.nemi.gov/methods/method_summary/5641/ | 9/7/2023 5:37:21 PM
5198 | A00143 | Chlorpyrifos in water by Immunoassay | MWI | A00143 ~ MWI . Chlorpyrifos in water by Immunoassay |  | https://www.nemi.gov/methods/method_summary/7261/ | 9/7/2023 5:37:21 PM
5199 | A00147 | Paraquat in water by Immunoassay | MWI | A00147 ~ MWI . Paraquat in water by Immunoassay |  | https://www.nemi.gov/methods/method_summary/7267/ | 9/7/2023 5:37:21 PM
5200 | A00151 | Atrazine in water by Immunoassay, High Sensitivity | MWI | A00151 ~ MWI . Atrazine in water by Immunoassay, High Sensitivity |  | https://www.nemi.gov/methods/method_summary/7255/ | 9/7/2023 5:37:21 PM
5201 | A00157 | PAH in water by immunoassay | MWI | A00157 ~ MWI . PAH in water by immunoassay |  | https://www.nemi.gov/methods/method_summary/5631/ | 9/7/2023 5:37:21 PM
100573 | A00157***retired*** | DO NOT USE***PAH in water by immunoassay | MODERN WATER***retired***use MWI | DO NOT USE ~ A00157 ~ Modern Water | duplicate records | https://www.nemi.gov/methods/method_summary/5631/ | 11/18/2024 5:21:34 PM
5202 | A00157/A00160 | PAH in soils/sediment by immunoassay | MWI | A00157/A00160 ~ MWI . PAH in soils/sediment by immunoassay |  | https://www.nemi.gov/methods/method_summary/5632/ | 9/7/2023 5:37:21 PM
100566 | A00157/A00160***retired*** | DO NOT USE***PAH in soils/sediment by immunoassay | MODERN WATER***retired***use MWI | DO NOT USE ~ A00157/A00160 ~ Modern Water | duplicate records | https://www.nemi.gov/methods/method_summary/5632/ | 11/18/2024 5:21:34 PM
5203 | A00171 | Triclopyr in water by Immunoassay | MWI | A00171 ~ MWI . Triclopyr in water by Immunoassay |  | https://www.nemi.gov/methods/method_summary/7271/ | 9/7/2023 5:37:21 PM
5204 | A00178 | Spinosad in water by Immunoassay | MWI | A00178 ~ MWI . Spinosad in water by Immunoassay |  | https://www.nemi.gov/methods/method_summary/7269/ | 9/7/2023 5:37:21 PM
5205 | A00196 | Methomyl in water by Immunoassay | MWI | A00196 ~ MWI . Methomyl in water by Immunoassay |  | https://www.nemi.gov/methods/method_summary/7263/ | 9/7/2023 5:37:21 PM
5206 | A00201 | PAH in water by immunoassay | MWI | A00201 ~ MWI . PAH in water by immunoassay |  | https://www.nemi.gov/methods/method_summary/5633/ | 9/7/2023 5:37:21 PM
5207 | A00201/A00204 | PAH in soils/sediment by immunoassay | MWI | A00201/A00204 ~ MWI . PAH in soils/sediment by immunoassay |  | https://www.nemi.gov/methods/method_summary/5634/ | 9/7/2023 5:37:21 PM
100567 | A00201/A00204***retired*** | DO NOT USE***PAH in soils/sediment by immunoassay | MODERN WATER***retired***use MWI | DO NOT USE ~ A00201/A00204 ~ Modern Water | duplicate records | https://www.nemi.gov/methods/method_summary/5634/ | 11/18/2024 5:21:34 PM
100568 | A00205 | PAH in water by immunoassay | MWI | A00205 ~ Modern Water |  | https://www.nemi.gov/methods/method_summary/5633/ | 4/12/2022 7:39:35 AM
5208 | A00208 | TCP in water by Immunoassay | MWI | A00208 ~ MWI . TCP in water by Immunoassay |  | https://www.nemi.gov/methods/method_summary/7270/ | 9/7/2023 5:37:21 PM
5209 | A00212 | Silvex (2,4,5-TP) in water by immunoassay | MWI | A00212 ~ MWI . Silvex (2,4,5-TP) in water by immunoassay |  | https://www.nemi.gov/methods/method_summary/5643/ | 9/7/2023 5:37:21 PM
5210 | A00216 | Dieldrin (cyclodiene) in water by immunoassay | MWI | A00216 ~ MWI . Dieldrin (cyclodiene) in water by immunoassay |  | https://www.nemi.gov/methods/method_summary/5620/ | 9/7/2023 5:37:21 PM
100569 | A00216***retired*** | DO NOT USE***Dieldrin (cyclodiene) in water by immunoassay | MODERN WATER***retired***use MWI | DO NOT USE ~ A00216 ~ Modern Water | duplicate records | https://www.nemi.gov/methods/method_summary/5620/ | 11/18/2024 5:21:34 PM
5211 | A00216/A00256 | Dieldrin (cyclodiene) in soils/sediment by immunoassay | MWI | A00216/A00256 ~ MWI . Dieldrin (cyclodiene) in soils/sediment by immunoassay |  | https://www.nemi.gov/methods/method_summary/5621/ | 9/7/2023 5:37:21 PM
100570 | A00216/A00256***retired*** | DO NOT USE***Dieldrin (cyclodiene) in soils/sediment by immunoassay | MODERN WATER***retired***use MWI | DO NOT USE ~ A00216/A00256 ~ Modern Water | duplicate records | https://www.nemi.gov/methods/method_summary/5621/ | 11/18/2024 5:21:34 PM
5212 | A00224 | Metribuzin in water by Immunoassay | MWI | A00224 ~ MWI . Metribuzin in water by Immunoassay |  | https://www.nemi.gov/methods/method_summary/7265/ | 9/7/2023 5:37:21 PM
5213 | A00243 | Nitrate in water by colorimetric assay | MWI | A00243 ~ MWI . Nitrate in water by colorimetric assay |  | https://www.nemi.gov/methods/method_summary/5629/ | 9/7/2023 5:37:21 PM
100571 | A00243***retired*** | DO NOT USE***Nitrate in water by colorimetric assay | MODERN WATER***retired***use MWI | DO NOT USE ~ A00243 ~ Modern Water | duplicate records | https://www.nemi.gov/methods/method_summary/5629/ | 11/18/2024 5:21:34 PM
5214 | A00246 | Simazine in water by Immunoassay | MWI | A00246 ~ MWI . Simazine in water by Immunoassay |  | https://www.nemi.gov/methods/method_summary/7268/ | 9/7/2023 5:37:21 PM
100008 | A2540G | Percent Moisture | APHA | Standard Method (19th ed.) 2540 G: TOTAL, FIXED AND VOLATILES IN SOLIDS AND SEMI-SOLID SAMPLES |  |  | 6/1/2016 7:25:01 AM
101350 | A406B | TITRIMETRIC METHOD FOR FREE CARBON DIOXIDE | USEPA |  |  | https://19january2021snapshot.epa.gov/sites/static/files/2020-09/documents/r5validvaluesreferencemanual_sept2020.pdf | 3/13/2026 10:55:34 PM
101351 | A418C | NITROGEN (NITRATE) CADMIUM REDUCTION METHOD | USEPA |  |  | https://19january2021snapshot.epa.gov/sites/static/files/2020-09/documents/r5validvaluesreferencemanual_sept2020.pdf | 3/13/2026 10:55:34 PM
100520 | A905904K | Foppe Smedes,Determination of total lipid using non-chlorinated solvents | RSC | Foppe Smedes, Analyst, 1999,124, 1711-1718 https://doi.org/10.1039/A905904K or https://pubs.rsc.org/en/content/articlehtml/1999/an/a905904k |  |  | 5/19/2020 5:53:05 AM
100342 | ACOUS | Gage height, subm. acoustic | USGS-OK |  |  |  | 3/16/2018 7:27:01 AM
819 | AES-0029 | AES-0029 ~ Trace Element Analysis of Water | FISON |  |  |  | 6/26/2019 4:12:46 PM
5142 | AFS SD TROUT | AFS SD TROUT ~ Trout collection in wadeable trout streams by backpack electrofishing | AFS | AFS SD Trout ~ AFS . Trout collection in wadeable trout streams by backpack electrofishing |  | https://www.nemi.gov/methods/method_summary/9971/ | 9/7/2023 5:37:21 PM
5143 | AFS-WWSTC | AFS WWSTC ~ Fish collection in warmwater streams by electrofishing | AFS | AFS-WWSTC ~ AFS . Fish collection in warmwater streams by electrofishing |  | https://www.nemi.gov/methods/method_summary/10032/ | 9/7/2023 5:37:21 PM
5224 | AG-625 | Atrazine by Immunoassay | SYNGENTA | AG-625 ~ Syngenta . Atrazine by Immunoassay |  | https://www.nemi.gov/methods/method_summary/4667/ | 9/7/2023 5:37:21 PM
100259 | AKP01 | Nutrients, wu, WCA,persulfate,CF | USGS-OK | MethodDescriptionText |  |  | 1/29/2018 9:21:02 AM
101230 | AKP01 | NUTRIENTS, WU, WCA,PERSULFATE,CF | USDOI/USGS | Nutrients, unfiltered water, acidified, alkaline-persulfate digestion, continuous flow colorimetry |  | https://water.usgs.gov/XML/NWIS/4.10/ReferenceLists/MethodList.html | 3/13/2026 10:55:34 PM
101231 | ALGOR | HACH-HYDROLAB/TURNER DESIGNS,CYN | USDOI/USGS | Hach-Hydrolab with Turner Designs Cyanobacteria (blue-green algae) submersible fluorescence sensor, in-vivo fluorescence, phycocyanin, excitation 590 nm, emission 650 nm |  | https://water.usgs.gov/XML/NWIS/4.10/ReferenceLists/MethodList.html | 3/13/2026 10:55:34 PM
100178 | ALGOR | Computation by NWIS algorithm | USGS-OK | MethodDescriptionText |  |  | 1/29/2018 9:17:46 AM
2349 | AM-01 | Americium-241 in Ashed Samples | USEPA |  |  |  | 8/12/2006 11:50:00 PM
1228 | AM-01 | Americium in Soil | USDOE/EML |  |  |  | 8/12/2006 11:50:00 PM
1229 | AM-02 | Americium-241 in Soil | USDOE/EML |  |  |  | 8/12/2006 11:50:00 PM
1230 | AM-03(A) | AM-03 A ~ Americium-241 in Air Filters | USDOE/EML |  |  |  | 6/26/2019 4:12:47 PM
1231 | AM-03(T) | AM-03 T ~ Americium-241 in Tissue | USDOE/EML |  |  |  | 6/26/2019 4:12:47 PM
1232 | AM-03(W) | AM-03 W ~ Americium-241 in Water | USDOE/EML | in Water |  |  | 6/26/2019 4:12:47 PM
4734 | AM-04-RC | AM-04 RC ~ Americium and Plutonium by Ion Exchange and Alpha Spectrometry | USDOE/EML | Am-04-RC ~ DOE EML . Americium and Plutonium by Ion Exchange and Alpha Spectrometry |  | https://www.nemi.gov/methods/method_summary/10004/ | 9/7/2023 5:37:20 PM
101344 | AM20GAX | BIODEGRADATION INDICATOR GASES | USEPA | Analytical Method AM20GAX is a specialized laboratory procedure used for the analysis of dissolved gases—specifically methane, ethane, and ethylene—in water samples. Developed by Microseeps (now Pace Analytical), this method utilizes a gas chromatography (GC) headspace equilibration technique, often as a modification of EPA method RSK-175. |  | https://semspub.epa.gov/work/01/234896.pdf | 3/13/2026 10:55:34 PM
100071 | Ammonia-001 | Determination of Inorganic Ammonia by Conductivity Cell Analysis" | TIMBERLINE | http://www.timberlineinstruments.com/wp-content/uploads/2011/10/TimberlineAmmoniaEPAMethod.pdf |  |  | 6/26/2019 4:12:53 PM
100448 | AMS02 | Carbon-14, wu, by AMS | USGS-OK |  |  |  | 7/23/2018 11:53:14 AM
100874 | Anatoxin-a HPLC-FL | Anatoxin-a HPLC-FL | USEPA |  |  |  | 10/4/2021 6:14:03 PM
1233 | ANION-01 | Anions - Ion Chromatography | USDOE/EML |  |  |  | 8/12/2006 11:50:00 PM
5226 | AQ4500 | Turbidity of Water by LED Nephelometry | THERMO-SCIENTIFIC | AQ4500 ~ Thermo-Scientific . Turbidity of Water by LED Nephelometry |  | https://www.nemi.gov/methods/method_summary/10441/ | 9/7/2023 5:37:21 PM
101432 | Aqua TROLL Sonde | Aqua TROLL Multiparameter Water Quality Sonde | IN-SITU |  |  |  | 9/10/2026 6:59:19 AM
101257 | AS089 | YSI 6131 BGA-PC SENSOR | USDOI/USGS | YSI 6131 blue-green algae (BGA-PC) sensor, phycocyanin, in-vivo fluorescence, excitation 590-595 nm, emission 650-670 nm |  | https://water.usgs.gov/XML/NWIS/4.10/ReferenceLists/MethodList.html | 3/13/2026 10:55:34 PM
101258 | AS094 | TURNER DESIGNS SCUFA, CYANOBACT | USDOI/USGS | Turner Designs SCUFA submersible fluorometer, in-vivo fluorescence, Cyanobacteria (blue-green algae), phycocyanin, excitation 590 nm, emission 670 nm |  | https://water.usgs.gov/XML/NWIS/4.10/ReferenceLists/MethodList.html | 3/13/2026 10:55:34 PM
101263 | AS101 | TURNER DESIGNS CYCLOPS-7, CYANOB | USDOI/USGS | Turner Designs CYCLOPS-7 submersible fluorometer, in-vivo fluorescence, Cyanobacteria (blue-green algae), phycocyanin, excitation 590 nm, emission 645-715 nm |  | https://water.usgs.gov/XML/NWIS/4.10/ReferenceLists/MethodList.html | 3/13/2026 10:55:34 PM
101294 | AS102 | COMPUTATION BY NWIS ALGORITHM | USDOI/USGS | Computation by NWIS algorithm |  | https://water.usgs.gov/XML/NWIS/4.10/ReferenceLists/MethodList.html | 3/13/2026 10:55:34 PM
101295 | AS105 | C-14, SOLIDS, BY AMS | USDOI/USGS | Carbon-14, Solid Material, by Accelerator Mass Spectrometry (AMS) |  | https://water.usgs.gov/XML/NWIS/4.10/ReferenceLists/MethodList.html | 3/13/2026 10:55:34 PM
101296 | AS110 | CARBON-14, WU, BY AMS | USDOI/USGS | Carbon-14, Water, Unfiltered, by Accelerator Mass Spectrometry (AMS) |  | https://water.usgs.gov/XML/NWIS/4.10/ReferenceLists/MethodList.html | 3/13/2026 10:55:34 PM
100582 | ASC13 | Phosphorus,LL,ascorb(SM4500-P E) | USGS-OK |  |  |  | 7/21/2021 10:27:51 AM
101297 | ASM01 | AM-241, BS, ALPHA (STL) | USDOI/USGS | Americium-241, bed sediment, by alpha spectrometry (analysis by Severn-Trent Laboratory) |  | https://water.usgs.gov/XML/NWIS/4.10/ReferenceLists/MethodList.html | 3/13/2026 10:55:34 PM
100251 | ASM01 | Alkalinity, IPT, Hach, ASM | USGS-OK | MethodDescriptionText |  |  | 1/29/2018 9:19:56 AM
100345 | ASM03 | Alkalinity, Gran, Hach, ASM | USGS-OK | MethodDescriptionText |  |  | 3/16/2018 7:33:34 AM
100212 | ASM09 | ANC, IPT, Hach, ASM | USGS-OK | MethodDescriptionText |  |  | 1/29/2018 9:18:30 AM
100543 | ASPILA | A semi-automated method for the determination of inorganic, organic and total phosphate in sediments | APHA | https://pubmed.ncbi.nlm.nih.gov/1259177/ |  |  | 12/14/2020 6:11:26 AM
4665 | ASTM 3972-02 | Uranium isotopes in water by chemical separations and alpha pulse-height analysis. | ASTM | ASTM 3972-02 ~ ASTM . Uranium isotopes in water by chemical separations and alpha pulse-height analysis. |  | https://www.nemi.gov/methods/method_summary/10297/ | 9/7/2023 5:37:19 PM
5051 | ASTRORT-PCR | Astrovirus serotypes by real-time reverse transcription-PCR | USEPA | AstroRT-PCR ~ EPA-OW . Astrovirus serotypes by real-time reverse transcription-PCR |  | https://www.nemi.gov/methods/method_summary/11012/ | 9/7/2023 5:37:21 PM
5167 | ATP D05-0035 | E. coli and other Total Coliforms in Water using Modified Colitag Medium | MODIFIED COLITAG | ATP D05-0035 ~ Modified Colitag . E. coli and other Total Coliforms in Water using Modified Colitag Medium |  | https://www.nemi.gov/methods/method_summary/10619/ | 9/7/2023 5:37:21 PM
100474 | AWQMS-CALC TN | Total Nitrogen Calculated | OKWRB-LAKES_WQX | Total Nitrogen calculated by AWQMS from other forms of organic and inorganic nitrogen |  |  | 2/22/2019 9:13:06 AM
100267 | AWQMS-CALC TN | Total Nitrogen Calculated | OKWRB-STREAMS_WQX | Total Nitrogen calculated by AWQMS from other forms of organic and inorganic nitrogen |  |  | 2/13/2018 12:44:22 PM
100590 | AWQMS-Colilert/2000 | Coliform/E. coli Enzyme substrate test; ONPG-MUG test | OKWRB-LAKES_WQX | Same as IDEXX Colilert/2000, but calculated by AWQMS (based on Quanti-Tray 2000 Positive Large and Small Well Count results) |  | https://www.nemi.gov/methods/method_summary/5584/ | 9/15/2021 8:30:56 AM
4750 | B-3520-85 | Periphyton, Biomass, Dry Weight, total and Ash Weight | USDOI/USGS | B-3520-85 ~ USGS-NWQL . Periphyton, Biomass, Dry Weight, total and Ash Weight |  | https://www.nemi.gov/methods/method_summary/9326/ | 9/7/2023 5:37:20 PM
4751 | B-9001-95 (CV-AAS) | B-9001-95 CV AAS ~ Trace Metals in Aquatic Biological Material by CV-AAS | USDOI/USGS | B-9001-95 (CV-AAS) ~ USGS-NWQL . Trace Metals in Aquatic Biological Material by CV-AAS |  | https://www.nemi.gov/methods/method_summary/8962/ | 9/7/2023 5:37:20 PM
4752 | B-9001-95 (ICP-AES) | B-9001-95 ICP AES ~ Trace Metals in Aquatic Biological Material by ICP-AES | USDOI/USGS | B-9001-95 (ICP-AES) ~ USGS-NWQL . Trace Metals in Aquatic Biological Material by ICP-AES |  | https://www.nemi.gov/methods/method_summary/8965/ | 9/7/2023 5:37:20 PM
4753 | B-9001-95 (ICP-MS) | B-9001-95 ICP MS ~ Trace Metals in Aquatic Biological Material by ICP-MS | USDOI/USGS | B-9001-95 (ICP-MS) ~ USGS-NWQL . Trace Metals in Aquatic Biological Material by ICP-MS |  | https://www.nemi.gov/methods/method_summary/8964/ | 9/7/2023 5:37:20 PM
4756 | B-9135-00 SLIDE PREP | Benthic Macroinvertebrate Slide Preparation | USDOI/USGS | B-9135-00 (Slide Preparation) ~ USGS-NWQL . Benthic Macroinvertebrate Slide Preparation |  | https://www.nemi.gov/methods/method_summary/9347/ | 9/7/2023 5:37:20 PM
1283 | B0001 | Standard Plate Count- Membrane Filter Method | USDOI/USGS |  |  |  | 8/12/2006 11:50:00 PM
1284 | B0005 | Total Bacteria- Epifluorescence Method | USDOI/USGS |  |  |  | 8/12/2006 11:50:00 PM
1285 | B0025 | Total Coliform Bacteria- Immediate Incubation Test | USDOI/USGS |  |  |  | 8/12/2006 11:50:00 PM
1286 | B0030 | Total Coliform Bacteria- Delayed Incubation Test | USDOI/USGS |  |  |  | 8/12/2006 11:50:00 PM
1287 | B0035 | Total Coliform Bacteria- Presumptive Test- MPN Method | USDOI/USGS |  |  |  | 8/12/2006 11:50:00 PM
1288 | B0040 | Total Coliform Bacteria- Presumptive Onsite Test- MPN Method | USDOI/USGS |  |  |  | 8/12/2006 11:50:00 PM
1289 | B0045 | Total Coliform Bacteria- Confirmation Test- MPN Method | USDOI/USGS |  |  |  | 8/12/2006 11:50:00 PM
1290 | B0050 | Fecal Coliform Bacteria- Immediate Incubation Test | USDOI/USGS |  |  |  | 8/12/2006 11:50:00 PM
1291 | B0051 | Fecal Coliform Bacteria- Presumptive Test- MPN Method | USDOI/USGS |  |  |  | 8/12/2006 11:50:00 PM
1292 | B0055 | Fecal Streptococcal Bacteria- Immediate Incubation Test | USDOI/USGS |  |  |  | 8/12/2006 11:50:00 PM
1293 | B0060 | Fecal Streptococcal Bacteria- Confirmation Test | USDOI/USGS |  |  |  | 8/12/2006 11:50:00 PM
1294 | B0065 | Fecal Streptococcal Bacteria- Presumptive/Confirmation- most probable number (MPN) method | USDOI/USGS |  |  |  | 8/12/2013 11:50:00 PM
1295 | B0100 | Salmonella and Shigella- Plate Count | USDOI/USGS |  |  |  | 8/12/2006 11:50:00 PM
1296 | B0105 | Pseudomonas aeruginosa- Plate Count | USDOI/USGS |  |  |  | 8/12/2006 11:50:00 PM
1297 | B0400 | Sulfate-Reducing Bacteria- MPN Method | USDOI/USGS |  |  |  | 8/12/2006 11:50:00 PM
1298 | B0420 | Nitrifying Bacteria- MPN Method | USDOI/USGS |  |  |  | 8/12/2006 11:50:00 PM
1299 | B0430 | Denitrifying and Nitrate-reducing Bacteria- MPN Method | USDOI/USGS |  |  |  | 8/12/2006 11:50:00 PM
1300 | B1505 | Phytoplankton Enumberation- Counting Cell Method | USDOI/USGS |  |  |  | 8/12/2006 11:50:00 PM
1301 | B1520 | Phytoplankton Enumberation- Inverted-Microscope Method | USDOI/USGS |  |  |  | 8/12/2006 11:50:00 PM
1302 | B2501 | Zooplankton Enumberation- Counting Cell Method | USDOI/USGS |  |  |  | 8/12/2006 11:50:00 PM
1303 | B2520 | Zooplankton- Gravimetric Method for Biomass Determination | USDOI/USGS |  |  |  | 8/12/2006 11:50:00 PM
1304 | B3401 | Seston- Glass-fiber Filter Method | USDOI/USGS |  |  |  | 8/12/2006 11:50:00 PM
1305 | B3501 | Periphyton Enumberation- Sedgwick-Rafter Method | USDOI/USGS |  |  |  | 8/12/2006 11:50:00 PM
1306 | B3520 | Periphyton- Gravimetric Method for Biomass Determination | USDOI/USGS |  |  |  | 8/12/2006 11:50:00 PM
1307 | B3545 | Periphyton Enumberation- Inverted-Microscope Method | USDOI/USGS |  |  |  | 8/12/2006 11:50:00 PM
1308 | B4520 | Macrophytes- Distribution and Abundance (quantitative method) | USDOI/USGS |  |  |  | 8/12/2006 11:50:00 PM
1309 | B5001 | Benthic Invertebrates- Faunal Survey (qualitative method) | USDOI/USGS |  |  |  | 8/12/2006 11:50:00 PM
1310 | B5020 | Benthic Invertebrates- Numerical Assessment | USDOI/USGS |  |  |  | 8/12/2006 11:50:00 PM
1311 | B5040 | Benthic Invertebrates- Distribution and Abundance (quantitative method) | USDOI/USGS |  |  |  | 8/12/2013 11:50:00 PM
1312 | B5050 | Benthic Invertebrate Drift Determination | USDOI/USGS |  |  |  | 8/12/2006 11:50:00 PM
1313 | B6020 | Aquatic Vertebrates- Life History (quantitative method) | USDOI/USGS |  |  |  | 8/12/2006 11:50:00 PM
1314 | B6501 | Chlorophyll a-b-c in Phytoplankton by Spectroscopy | USDOI/USGS |  |  |  | 8/12/2006 11:50:00 PM
1315 | B6520 | Chlorophyll a-b in Phytoplankton by Chromatography/Spectroscopy | USDOI/USGS |  |  |  | 8/12/2006 11:50:00 PM
1316 | B6530 | Chlorophyll a-b in Phytoplankton by HP Liquid Chromatography | USDOI/USGS |  |  |  | 8/12/2006 11:50:00 PM
1317 | B6540 | Chlorophyll a-b in Phytoplankton by Chromatography/Fluorometry | USDOI/USGS |  |  |  | 8/12/2006 11:50:00 PM
1318 | B6560 | Biomass/Chlorophyll Ratio for Phytoplankton | USDOI/USGS |  |  |  | 8/12/2006 11:50:00 PM
1319 | B6601 | Chlorophyll a-b-c in Periphyton by Spectroscopy | USDOI/USGS |  |  |  | 8/12/2006 11:50:00 PM
1320 | B6620 | Chlorophyll a-b in Periphyton by Chromatography/Spectroscopy | USDOI/USGS |  |  |  | 8/12/2006 11:50:00 PM
1321 | B6630 | Chlorophyll a-b in Periphyton by HP Liquid Chromatography | USDOI/USGS |  |  |  | 8/12/2006 11:50:00 PM
1322 | B6640 | Chlorophyll a-b in Periphyton by Chromatography/Fluorometry | USDOI/USGS |  |  |  | 8/12/2006 11:50:00 PM
1323 | B6660 | Biomass/Chlorophyll Ratio in Periphyton | USDOI/USGS |  |  |  | 8/12/2006 11:50:00 PM
1324 | B6700 | Adenosine triphosphate (ATP) Determination in Water Sample | USDOI/USGS |  |  |  | 8/12/2006 11:50:00 PM
1325 | B8001 | Productivity- Oxygen Light/Dark-Bottle Method for Phytoplankton | USDOI/USGS |  |  |  | 8/12/2006 11:50:00 PM
1326 | B8020 | Productivity- Carbon-14 Light/Dark-Bottle Method for Phytoplankton | USDOI/USGS |  |  |  | 8/12/2013 11:50:00 PM
1327 | B8040 | Productivity- Oxygen Light/Dark-Enclosure Method for Periphyton | USDOI/USGS |  |  |  | 8/12/2006 11:50:00 PM
1328 | B8100 | Productivity & Community Metabolism by Diel Oxygen-Curve Method in Stratified Water | USDOI/USGS |  |  |  | 8/12/2013 11:50:00 PM
1329 | B8120 | Productivity & Community Metabolism by Diel O2-Curve Streams | USDOI/USGS |  |  |  | 8/12/2006 11:50:00 PM
1330 | B8502 | Algal Growth Potential (AGP) Spikes for Nutrient Limitation | USDOI/USGS |  |  |  | 8/12/2006 11:50:00 PM
100236 | BAC06 | Enterococci,EnterolertQuantitray | USGS-OK | MethodDescriptionText |  |  | 1/29/2018 9:18:51 AM
100234 | BAC14 | E coli, water, Colilert (24-28) | USGS-OK | MethodDescriptionText |  |  | 1/29/2018 9:18:51 AM
100332 | BAC15 | E coli, water,Colilert-18(18-22) | USGS-OK | MethodDescriptionText |  |  | 3/16/2018 7:25:36 AM
100209 | BAC19 | E coli, modified m-TEC MF method | USGS-OK | MethodDescriptionText |  |  | 1/29/2018 9:18:28 AM
101259 | BAC19 | AM-241, SS, ALPHA SPECTROMETRY | USDOI/USGS | Americium-241, Suspended, by Alpha Spectrometry |  | https://water.usgs.gov/XML/NWIS/4.10/ReferenceLists/MethodList.html | 3/13/2026 10:55:34 PM
100421 | BAC21 | E coli, m-TEC MF method, water | USGS-OK | MethodDescriptionText |  |  | 7/19/2018 3:58:50 PM
100341 | BAC32 | Fecal coliform, M-FC MF (0.45um) | USGS-OK | MethodDescriptionText |  |  | 3/16/2018 7:26:59 AM
100207 | BAC33 | Fecal coliform, M-FC MF (0.7um) | USGS-OK |  |  |  | 1/29/2018 9:18:28 AM
100323 | BAC38 | Fecal strep, KF streptococcus MF | USGS-OK | MethodDescriptionText |  |  | 3/16/2018 7:20:41 AM
100235 | BAC47 | Tot coliform, Colilert (24-28hr) | USGS-OK | MethodDescriptionText |  |  | 1/29/2018 9:18:51 AM
101109 | BAC48 | Total coliform, Colilert-18 | USGS-OK | MethodDescriptionText |  |  | 2/11/2024 10:28:34 PM
5052 | BACANTR-SG | Bacillus anthracis - Sentinel Procedure | USEPA | Bacantr-SG ~ EPA-OW . Bacillus anthracis - Sentinel Procedure |  | https://www.nemi.gov/methods/method_summary/10925/ | 9/7/2023 5:37:21 PM
100187 | BAROM | Atmospheric pressure, barometer | USGS-OK | MethodDescriptionText |  |  | 1/29/2018 9:18:21 AM
101260 | BAROM | AM-241, WF, ALPHA SPECTROMETRY | USDOI/USGS | Americium-241, Water, Filtered, by Alpha Spectrometry |  | https://water.usgs.gov/XML/NWIS/4.10/ReferenceLists/MethodList.html | 3/13/2026 10:55:34 PM
101261 | BC009 | AM-241, WU, ALPHA (STL) | USDOI/USGS | Americium-241, water, unfiltered @ 0.1 pCi/L, by alpha spectrometry (analysis by Severn-Trent Laboratory) |  | https://water.usgs.gov/XML/NWIS/4.10/ReferenceLists/MethodList.html | 3/13/2026 10:55:34 PM
100549 | benthic macroinvertebrates | Identification and Enumeration of benthic macroinvertebrates | USEPA | Environmental Monitoring and Assessment Program (EMAP) Laboratory Methods Manual Estuaries |  | https://nepis.epa.gov/Exe/ZyNET.exe/P1002QX4.txt?ZyActionD=ZyDocument&Client=EPA&Index=1995%20Thru%201999&Docs=&Query=&Time=&EndTime=&SearchMethod=1&TocRestrict=n&Toc=&TocEntry=&QField=&QFieldYear=&QFieldMonth=&QFieldDay=&UseQField=&IntQFieldOp=0&ExtQField | 1/14/2021 2:23:17 PM
5144 | BIOO-1018 | Malachite Green Water Test - column-based | BIOO | BIOO-1018 ~ Bioo Scientific . Malachite Green Water Test - column-based |  | https://www.nemi.gov/methods/method_summary/10881/ | 9/7/2023 5:37:21 PM
100150 | Br (SM4500D) | Bromide (modified SM4500D) | OWRB-GMAP | ODEQ's Bromide method "SM4500DM |  |  | 12/5/2017 3:53:44 PM
5053 | BREVELCMS | Brevetoxin in water by LCMS | USEPA | BreveLCMS ~ EPA-OW . Brevetoxin in water by LCMS |  | https://www.nemi.gov/methods/method_summary/10926/ | 9/7/2023 5:37:21 PM
100487 | BTEX | BTEX | PACE LABS | https://www.pacelabs.com/assets/documents/Environmental/capabilities-2015.pdf |  |  | 6/26/2019 4:12:42 PM
2350 | C-001-1 | Alkalinity of Water by Titration | USEPA |  |  |  | 8/12/2006 11:50:00 PM
2351 | C-002-1 | COD by Open Reflux | USEPA |  |  |  | 8/12/2006 11:50:00 PM
2352 | C-003-1 | Anions by Ion Chromatography | USEPA |  |  |  | 8/12/2006 11:50:00 PM
2353 | C-004-1 | Total Hardness by Colorimetry | USEPA |  |  |  | 8/12/2006 11:50:00 PM
2354 | C-005-1 | Oil and Grease by Extraction/Gravimetry | USEPA |  |  |  | 8/12/2006 11:50:00 PM
2355 | C-006-1 | Total Dissolved Solids in Water | USEPA |  |  |  | 8/12/2006 11:50:00 PM
2356 | C-007-1 | Total Organic Carbon in Water | USEPA |  |  |  | 8/12/2006 11:50:00 PM
2357 | C-008-1 | Total Suspended Solids in Water | USEPA |  |  |  | 8/12/2006 11:50:00 PM
2358 | C-01 | Carbon-14 in Aqueous Samples | USEPA |  |  |  | 8/12/2006 11:50:00 PM
2359 | C-010-1 | Soil Extractable Organics by Gravimetry | USEPA |  |  |  | 8/12/2006 11:50:00 PM
2360 | C-011-1 | Soil % Moisture by Gravimetry | USEPA |  |  |  | 8/12/2006 11:50:00 PM
2361 | C-012-1 | Free Liquid in Wastes by Filtration | USEPA |  |  |  | 8/12/2006 11:50:00 PM
2362 | C-013-1 | Soil pH | USEPA |  |  |  | 8/12/2006 11:50:00 PM
2363 | C-014-1 | Specific Gravity of Soil | USEPA |  |  |  | 8/12/2006 11:50:00 PM
2364 | C-015-1 | Total Carbon in Soil by Combustion | USEPA |  |  |  | 8/12/2006 11:50:00 PM
2365 | C-017-1 | Water Level Measurement in Wells | USEPA |  |  |  | 8/12/2006 11:50:00 PM
2366 | C-018-1 | Controlled Pumping Test in Wells | USEPA |  |  |  | 8/12/2006 11:50:00 PM
2367 | C-019-1 | Slug Test for Hydraulic Conductivity | USEPA |  |  |  | 8/12/2006 11:50:00 PM
100383 | C136 | Standard Test Method for Sieve Analysis of Fine and Coarse Aggregates | ASTM | https://www.astm.org/Standards/C136.htm |  |  | 6/21/2018 5:25:11 PM
1234 | CA-01 | Calcium - AA Spectrometry | USDOE/EML |  |  |  | 8/12/2006 11:50:00 PM
1235 | CA-02 | Calcium - Titration | USDOE/EML |  |  |  | 8/12/2006 11:50:00 PM
5159 | CAB-EC-1-2001 | Benthic Invertebrate sample collection; 3 minute kicknet in wadeable streams | ENVCANADA-NWRI | CAB-EC-1-2001 ~ EnvCanada-NWRI . Benthic Invertebrate sample collection. 3 minute kicknet in wadeable streams |  | https://www.nemi.gov/methods/method_summary/9511/ | 9/7/2023 5:37:21 PM
100344 | CAL06 | POC, calculated | USGS-OK |  |  |  | 3/16/2018 7:30:54 AM
101244 | CAL06 | AM-241, BS, ALPHA (EBERLINE) | USDOI/USGS | Americium-241, bed sediment, by alpha spectrometry (analysis by Eberline Services) |  | https://water.usgs.gov/XML/NWIS/4.10/ReferenceLists/MethodList.html | 3/13/2026 10:55:34 PM
101106 | CAL13 | 2,4-D plus 2,4-D ME, molar sum | USGS-OK |  |  |  | 1/13/2024 3:45:24 AM
2917 | CalCOFI | Augmented Cruises - Picoplankton and Bacteria: Abundance and Biomass | CCE |  |  |  | 12/20/2012 11:50:00 PM
100730 | CDC - E. coli and Shigella | CDC - E. coli and Shigella | CDC |  |  |  | 10/4/2021 6:14:03 PM
5146 | CDC - S. TYPHI | Salmonella Typhi in Isolates by Real-time Polymerase Chain Reaction. | CDC | CDC - S. Typhi ~ CDC . Salmonella Typhi in Isolates by Real-time Polymerase Chain Reaction. |  | https://www.nemi.gov/methods/method_summary/10303/ | 9/7/2023 5:37:21 PM
5147 | CDC - V. CHOLERAE | V. cholerae in Isolates by Real-time Polymerase Chain Reaction | CDC | CDC - V. cholerae ~ CDC . V. cholerae in Isolates by Real-time Polymerase Chain Reaction |  | https://www.nemi.gov/methods/method_summary/10306/ | 9/7/2023 5:37:21 PM
100581 | CDR20 | NO3-NO2, wu, Cd reduct, colorim | USGS-OK |  |  |  | 7/21/2021 10:27:51 AM
5232 | CENSOR STATS | Statistics for Censored Environmental Data Using Minitab and R | PRACTICAL STATS | Statistics for Censored Environmental Data Using Minitab and R ~ Practical Stats . Helsel, Dennis R |  | https://www.nemi.gov/methods/sams_method_summary/11939/ | 9/7/2023 5:37:21 PM
4924 | CENSORED DATA STATS | Nondetects and Data Analysis: Statistics for Censored Environmental Data | USDOI/USGS | Nondetects and Data Analysis: Statistics for Censored Environmental Data ~ USGS . Helsel, Dennis R. |  | https://www.nemi.gov/methods/sams_method_summary/11951/ | 9/7/2023 5:37:20 PM
5148 | CHEM-TP-A.1 | Actinides in Small Environmental Samples by Sequential Determination | USDOE/RESL | CHEM-TP-A.1 ~ DOE RESL . Actinides in Small Environmental Samples by Sequential Determination |  | https://www.nemi.gov/methods/method_summary/4857/ | 9/7/2023 5:37:21 PM
5149 | CHEM-TP-A.20 | Actinide Separations for Alpha Spectrometry Using Neodymium Fluoride Coprecipitation | USDOE/RESL | CHEM-TP-A.20 ~ DOE RESL . Actinide Separations for Alpha Spectrometry Using Neodymium Fluoride Coprecipitation |  | https://www.nemi.gov/methods/method_summary/4858/ | 9/7/2023 5:37:21 PM
5150 | CHEM-TP-FE.1 | Fe-55 in Water by Liquid Scintillation Counting | USDOE/RESL | CHEM-TP-FE.1 ~ DOE RESL . Fe-55 in Water by Liquid Scintillation Counting |  | https://www.nemi.gov/methods/method_summary/4859/ | 9/7/2023 5:37:21 PM
5151 | CHEM-TP-GA/B.1 | Gross Alpha and Beta in Water | USDOE/RESL | CHEM-TP-GA/B.1 ~ DOE RESL . Gross Alpha and Beta in Water |  | https://www.nemi.gov/methods/method_summary/4860/ | 9/7/2023 5:37:21 PM
5152 | CHEM-TP-GA/B.2 | Gross Alpha and Beta in Water and Waste Water | USDOE/RESL | CHEM-TP-GA/B.2 ~ DOE RESL . Gross Alpha and Beta in Water and Waste Water |  | https://www.nemi.gov/methods/method_summary/4861/ | 9/7/2023 5:37:21 PM
5153 | CHEM-TP-H3.1 | Tritium in Water, Wastewater, Milk, and Urine by Liquid Scintillation Counting | USDOE/RESL | CHEM-TP-H3.1 ~ DOE RESL . Tritium in Water, Wastewater, Milk, and Urine by Liquid Scintillation Counting |  | https://www.nemi.gov/methods/method_summary/4862/ | 9/7/2023 5:37:21 PM
5154 | CHEM-TP-NI.1 | Ni-63 in Water by Liquid Scintillation Counting | USDOE/RESL | CHEM-TP-Ni.1 ~ DOE RESL . Ni-63 in Water by Liquid Scintillation Counting |  | https://www.nemi.gov/methods/method_summary/4863/ | 9/7/2023 5:37:21 PM
5155 | CHEM-TP-SP.2 | Sample Reconstitution | USDOE/RESL | CHEM-TP-SP.2 ~ DOE RESL . Sample Reconstitution |  | https://www.nemi.gov/methods/method_summary/4864/ | 9/7/2023 5:37:21 PM
5156 | CHEM-TP-SR.06 | Sr-89 and Sr-90 in Liquid Radioactive Wastes or Waters by Beta Counting | USDOE/RESL | CHEM-TP-SR.06 ~ DOE RESL . Sr-89 and Sr-90 in Liquid Radioactive Wastes or Waters by Beta Counting |  | https://www.nemi.gov/methods/method_summary/4866/ | 9/7/2023 5:37:21 PM
5157 | CHEM-TP-SR.1 | Strontium-90 in Soil, Water, and Filter Samples | USDOE/RESL | CHEM-TP-SR.1 ~ DOE RESL . Strontium-90 in Soil, Water, and Filter Samples |  | https://www.nemi.gov/methods/method_summary/4865/ | 9/7/2023 5:37:21 PM
5158 | CHEM-TP-SR.7 | Sr-90 Carbonate Method | USDOE/RESL | CHEM-TP-SR.7 ~ DOE RESL . Sr-90 Carbonate Method |  | https://www.nemi.gov/methods/method_summary/4867/ | 9/7/2023 5:37:21 PM
100326 | CL001 | ASF, colorimetric | USGS-OK |  |  |  | 3/16/2018 7:21:00 AM
100324 | CL005 | Nitrate, wu, colorimetry | USGS-OK |  |  |  | 3/16/2018 7:21:00 AM
100304 | CL017 | Nutrients, wu, colorimetric | USGS-OK |  |  |  | 3/16/2018 7:18:55 AM
100333 | CL019 | P, wf, FCA, persulfate CF color | USGS-OK |  |  |  | 3/16/2018 7:26:22 AM
100239 | CL020 | P, wf, FCC, persulfate CF color | USGS-OK |  |  |  | 1/29/2018 9:18:51 AM
101298 | CL020 | AM-241, SS, ALPHA SPECTROMETRY | USDOI/USGS | Americium-241, suspended sediment, pCi/g, by alpha spectrometry |  | https://water.usgs.gov/XML/NWIS/4.10/ReferenceLists/MethodList.html | 3/13/2026 10:55:34 PM
101299 | CL021 | AM-241, WF, ALPHA SPECTROMETRY | USDOI/USGS | Americium-241, Water, Filtered, by Alpha Spectrometry |  | https://water.usgs.gov/XML/NWIS/4.10/ReferenceLists/MethodList.html | 3/13/2026 10:55:34 PM
100238 | CL021 | P, wu, WCA, persulfate CF color | USGS-OK |  |  |  | 1/29/2018 9:18:51 AM
100388 | CL030 | Anions, wf, fluorescein, color | USGS-OK | MethodDescriptionText |  |  | 7/19/2018 3:49:55 PM
100447 | CL033 | Anions, wf,ceric-arsenious color | USGS-OK | MethodDescriptionText |  |  | 7/23/2018 11:53:14 AM
100389 | CL037 | Nutrients, wf, salicylate color | USGS-OK | MethodDescriptionText |  |  | 7/19/2018 3:49:55 PM
101300 | CL037 | AM-241, WU, ALPHA (EBERLINE) | USDOI/USGS | Americium-241, water, unfiltered, by alpha spectrometry (analysis by Eberline Services) |  | https://water.usgs.gov/XML/NWIS/4.10/ReferenceLists/MethodList.html | 3/13/2026 10:55:34 PM
100424 | CL039 | Nutrients, LL, wf, color | USGS-OK | MethodDescriptionText |  |  | 7/19/2018 4:00:06 PM
100390 | CL041 | Nutrients, wf, colorimetric | USGS-OK | MethodDescriptionText |  |  | 7/19/2018 3:49:55 PM
101301 | CL041 | ALPHA 2SPE, U(NATURAL), WF | USDOI/USGS | G.ALPHA, FIL, U-NA |  | https://water.usgs.gov/XML/NWIS/4.10/ReferenceLists/MethodList.html | 3/13/2026 10:55:34 PM
100425 | CL043 | Nutrients, LL, color | USGS-OK | MethodDescriptionText |  |  | 7/19/2018 4:00:06 PM
100318 | CL048 | Nutrients, wf, Cd reduct, color | USGS-OK | MethodDescriptionText |  |  | 3/16/2018 7:20:04 AM
101302 | CL048 | GROSS ALPHA,TH-230,WF (EBERLINE) | USDOI/USGS | Gross alpha radioactivity, Thorium-230 curve, with data package, water, filtered (analysis by Eberline Services) |  | https://water.usgs.gov/XML/NWIS/4.10/ReferenceLists/MethodList.html | 3/13/2026 10:55:34 PM
101303 | CL050 | GROSS ALPHA, TH-230, WF, HS | USDOI/USGS | Gross alpha radioactivity, Thorium-230 curve, with data package, water, filtered, pCi/L, high solids |  | https://water.usgs.gov/XML/NWIS/4.10/ReferenceLists/MethodList.html | 3/13/2026 10:55:34 PM
100322 | CL050 | Nutrients, LL, wf, Cd reduct | USGS-OK | MethodDescriptionText |  |  | 3/16/2018 7:20:41 AM
100416 | CL053 | Nutrients, wf, phosphomolybdate | USGS-OK | MethodDescriptionText |  |  | 7/19/2018 3:58:33 PM
101304 | CL053 | GROSS ALPHA, TH-230, WU, 30 DAY | USDOI/USGS | Gross alpha radioactivity, Thorium-230 curve, with data package, water, unfiltered, pCi/L, 30 day recount |  | https://water.usgs.gov/XML/NWIS/4.10/ReferenceLists/MethodList.html | 3/13/2026 10:55:34 PM
101305 | CL057 | GROSS ALPHA, TH-230, WU, 72 HR | USDOI/USGS | Gross alpha radioactivity, Thorium-230 curve, with data package, water, unfiltered, pCi/L, 72 hours |  | https://water.usgs.gov/XML/NWIS/4.10/ReferenceLists/MethodList.html | 3/13/2026 10:55:34 PM
100391 | CL057 | Nutrients, LL, wf, phosphomolybd | USGS-OK | MethodDescriptionText |  |  | 7/19/2018 3:49:55 PM
100252 | CL063 | Nutrients, wf, FCC,persulfate,CF | USGS-OK | MethodDescriptionText |  |  | 1/29/2018 9:19:57 AM
100417 | CL064 | Silica, wf, ASF molybdate blue | USGS-OK | MethodDescriptionText |  |  | 7/19/2018 3:58:38 PM
100583 | CL147 | Ortho-PO4, LL, wf, ascorbic (CO) | USGS-OK | MethodDescriptionText |  |  | 7/21/2021 10:27:51 AM
101404 | CL151 | Silica, wf, DA | USDOI/USGS | Silica in filtered water by reduced silicomolybdate acid colorimetry using a discrete analyzer |  |  | 4/18/2026 4:06:50 AM
100352 | CL151 | Silica, wf, DA | USGS-OK |  |  |  | 3/16/2018 7:40:22 AM
100579 | CL189 | Ammonia. wu, colorim (PA WSC) | USGS-OK |  |  |  | 7/21/2021 10:27:51 AM
100260 | CMB15 | DOC, wf, 0.45 um cap, combust IR | USGS-OK | MethodDescriptionText |  |  | 1/29/2018 9:21:10 AM
3057 | COLILERT | Coliform/E. coli Enzyme substrate test; ONPG-MUG test | IDEXX | Colilert ~ IDEXX . Coliform/E. coli Enzyme substrate test. ONPG-MUG test |  | https://www.nemi.gov/methods/method_summary/5584/ | 9/7/2023 5:37:19 PM
3081 | COLILERT-18 | Coliform/E. coli Enzyme substrate test; ONPG-MUG test | IDEXX | Colilert-18 ~ IDEXX . Coliform/E. coli Enzyme substrate test. ONPG-MUG test |  | https://www.nemi.gov/methods/method_summary/5585/ | 9/7/2023 5:37:19 PM
3082 | COLILERT-182000 | Coliform/E. coli Enzyme substrate test; ONPG-MUG test | IDEXX | https://www.nemi.gov/methods/method_summary/5585/ |  |  | 7/6/2021 4:15:51 PM
3083 | COLILERT/2000 | Coliform/E. coli Enzyme substrate test; ONPG-MUG test | IDEXX | https://www.nemi.gov/methods/method_summary/5584/ |  |  | 7/6/2021 4:15:51 PM
5165 | COLISCAN | E. coli and other coliform bacteria by Coliscan MF | MICROLOGY LABS | Coliscan ~ Micrology Labs . E. coli and other coliform bacteria by Coliscan MF |  | https://www.nemi.gov/methods/method_summary/5578/ | 9/7/2023 5:37:21 PM
10021 | COLISURE | Coliform/E. coli Results in 24 Hours | IDEXX | Colisure ~ IDEXX . Coliform/E. coli Enzyme substrate test. CPRG-MUG test |  | https://www.nemi.gov/methods/method_summary/5586/ | 9/7/2023 5:37:21 PM
100256 | COMB6 | TPC, GFF, combustion | USGS-OK |  |  |  | 1/29/2018 9:20:00 AM
101306 | COMB6 | GROSS ALPHA, TH-230, WF, 30 DAY | USDOI/USGS | Gross alpha radioactivity, Thorium-230 curve, 30 day recount, water, filtered |  | https://water.usgs.gov/XML/NWIS/4.10/ReferenceLists/MethodList.html | 3/13/2026 10:55:34 PM
101307 | COMB7 | GROSS ALPHA, TH-230, WF, 72 HR | USDOI/USGS | Gross alpha radioactivity, Thorium-230 curve, count within 72 hours, water, filtered |  | https://water.usgs.gov/XML/NWIS/4.10/ReferenceLists/MethodList.html | 3/13/2026 10:55:34 PM
100257 | COMB7 | TPN, GF/F, combusion | USGS-OK |  |  |  | 1/29/2018 9:20:00 AM
100246 | COMB9 | TOC, high-temp combustion (NWQL) | USGS-OK | MethodDescriptionText |  |  | 1/29/2018 9:19:14 AM
101308 | COMB9 | GROSS ALPHA, TH-230,WF,W/DATAPKG | USDOI/USGS | Gross alpha radioactivity, Thorium-230 curve, with data package, water, filtered |  | https://water.usgs.gov/XML/NWIS/4.10/ReferenceLists/MethodList.html | 3/13/2026 10:55:34 PM
4765 | CONTINUOUS DATA | Guidelines and Standard Procedures for Continuous Water-Quality Monitors | USDOI/USGS | Guidelines and Standard Procedures for Continuous Water-Quality Monitors: Station Operation, Record Computation, and Data Reporting ~ USGS . Wagner, R.J., Boulger, R.W., Jr., Oblinger, C.J., and Smith, B.A. |  | https://www.nemi.gov/methods/sams_method_summary/12111/ | 9/7/2023 5:37:20 PM
100508 | CoT-Routine | City of Tulsa Routine | CITY_OF_TULSA | Exact method unknown, routine city of Tulsa method |  |  | 9/17/2019 3:01:04 PM
100505 | Cow Bacteroidetes ID | Cow Bacteroidetes ID | Source Molecular | Service determines the presence of Cattle Fecal Contamination. Uses Bacteroidetes as the indicator organism. Results in as little as 3 working days. Client sends 500ml water samples. Uses PCR DNA analytical technology. Indicator organism. |  | https://sourcemolecular.com/cattle-cow/cowbacteroidetes/ | 7/10/2019 8:44:24 AM
888 | CP-85.01 | Chlorinated Phenolics in Water | NCASI |  |  |  | 8/12/2006 11:50:00 PM
889 | CP-86.01 | Chlorinated Phenolics in Water | NCASI |  |  |  | 8/12/2006 11:50:00 PM
2368 | CR-01 | Chromium-51 in Water Samples | USEPA |  |  |  | 8/12/2006 11:50:00 PM
4758 | CSRS GW | Computerized Stratified Random Site-Selection Approaches for Design of a Ground-Water-Quality Sampling Network | USDOI/USGS | Computerized Stratified Random Site-Selection Approaches for Design of a Ground-Water-Quality Sampling Network ~ USGS . Scott, Jonathon C. |  | https://www.nemi.gov/methods/sams_method_summary/11959/ | 9/7/2023 5:37:20 PM
101049 | CSWQ_WQ1.0MEC | CSWQ_WQ1.0MEC | USDA/ARS | https://www.nrrig.mwa.ars.usda.gov/st40_javascript/methods.aspx?methodstring=CSWQ_WQ1.0MEC |  |  | 7/12/2023 12:03:30 AM
101050 | CSWQ_WQ1.1 | https://www.nrrig.mwa.ars.usda.gov/st40_javascript/methods.aspx?methodstring=CSWQ_WQ1.1 | USDA/ARS | https://www.nrrig.mwa.ars.usda.gov/st40_javascript/methods.aspx?methodstring=PSWMRU_WQ2 |  |  | 7/12/2023 12:03:30 AM
101051 | CSWQ_WQ2.0MEC | CSWQ_WQ2.0MEC | USDA/ARS | https://www.nrrig.mwa.ars.usda.gov/st40_javascript/methods.aspx?methodstring=CSWQ_WQ2.0MEC |  |  | 7/12/2023 12:03:30 AM
101021 | CSWQ_WQ2.1 | https://www.nrrig.mwa.ars.usda.gov/st40_javascript/methods.aspx?methodstring=CSWQ_WQ2.1 | USDA/ARS | https://www.nrrig.mwa.ars.usda.gov/st40_javascript/methods.aspx?methodstring=CSWQ_WQ2.1 |  |  | 6/29/2023 2:59:23 AM
101022 | CSWQ_WQ3.0MEC | https://www.nrrig.mwa.ars.usda.gov/st40_javascript/methods.aspx?methodstring=CSWQ_WQ3.0MEC | USDA/ARS | https://www.nrrig.mwa.ars.usda.gov/st40_javascript/methods.aspx?methodstring=CSWQ_WQ3.0MEC |  |  | 6/29/2023 2:59:23 AM
101052 | CSWQ_WQ3.1 | https://www.nrrig.mwa.ars.usda.gov/st40_javascript/methods.aspx?methodstring=CSWQ_WQ3.1 | USDA/ARS | https://www.nrrig.mwa.ars.usda.gov/st40_javascript/methods.aspx?methodstring=SDRU_WQ11 |  |  | 7/12/2023 12:03:30 AM
101023 | CSWQ_WQ4.302 | https://www.nrrig.mwa.ars.usda.gov/st40_javascript/methods.aspx?methodstring=CSWQ_WQ4.302 | USDA/ARS | https://www.nrrig.mwa.ars.usda.gov/st40_javascript/methods.aspx?methodstring=CSWQ_WQ4.302 |  |  | 6/29/2023 2:59:23 AM
101053 | CSWQ_WQ5.0MEC | CSWQ_WQ5.0MEC | USDA/ARS | https://www.nrrig.mwa.ars.usda.gov/st40_javascript/methods.aspx?methodstring=CSWQ_WQ5.0MEC |  |  | 7/12/2023 12:03:30 AM
101054 | CSWQ_WQ5.1 | CSWQ_WQ5.1 | USDA/ARS | https://www.nrrig.mwa.ars.usda.gov/st40_javascript/methods.aspx?methodstring=CSWQ_WQ5.1 |  |  | 7/12/2023 12:03:30 AM
101055 | CSWQ_WQ6.0MEC | https://www.nrrig.mwa.ars.usda.gov/st40_javascript/methods.aspx?methodstring=SDRU_WQ11 | USDA/ARS | https://www.nrrig.mwa.ars.usda.gov/st40_javascript/methods.aspx?methodstring=SDRU_WQ11 |  |  | 7/12/2023 12:03:30 AM
101056 | CSWQ_WQ6.1 | https://www.nrrig.mwa.ars.usda.gov/st40_javascript/methods.aspx?methodstring=CSWQ_WQ6.1 | USDA/ARS | https://www.nrrig.mwa.ars.usda.gov/st40_javascript/methods.aspx?methodstring=SDRU_WQ11 |  |  | 7/12/2023 12:03:30 AM
101057 | CSWQ_WQ7.1 | https://www.nrrig.mwa.ars.usda.gov/st40_javascript/methods.aspx?methodstring=CSWQ_WQ7.1 | USDA/ARS | https://www.nrrig.mwa.ars.usda.gov/st40_javascript/methods.aspx?methodstring=SDRU_WQ07 |  |  | 7/12/2023 12:03:30 AM
101024 | CSWQ_WQ7.1MEC | https://www.nrrig.mwa.ars.usda.gov/st40_javascript/methods.aspx?methodstring=CSWQ_WQ7.1MEC | USDA/ARS | https://www.nrrig.mwa.ars.usda.gov/st40_javascript/methods.aspx?methodstring=CSWQ_WQ7.1MEC |  |  | 6/29/2023 2:59:23 AM
2369 | CTM-001 | Determination of Butadiene Emissions | USEPA |  |  |  | 8/12/2006 11:50:00 PM
2370 | CTM-002 | Determination of Particulate Matter | USEPA |  |  |  | 8/12/2006 11:50:00 PM
2371 | CTM-004 | Determination of HCl Emissions | USEPA |  |  |  | 8/12/2006 11:50:00 PM
2372 | CTM-005 | Determination of Condensable Emissions | USEPA |  |  |  | 8/12/2006 11:50:00 PM
2373 | CTM-006 | Chromium Emissions from Electroplaters | USEPA |  |  |  | 8/12/2006 11:50:00 PM
2374 | CTM-010 | Perchloroethylene of Wet Waste Materials | USEPA |  |  |  | 8/12/2006 11:50:00 PM
2375 | CTM-011 | Determination of Halogenated Organics | USEPA |  |  |  | 8/12/2006 11:50:00 PM
101245 | CV014 | GROSS ALPHA, TH-230,WF,W/DATAPKG | USDOI/USGS | Gross alpha radioactivity, Thorium-230 curve, with data package, water, filtered, pCi/L |  | https://water.usgs.gov/XML/NWIS/4.10/ReferenceLists/MethodList.html | 3/13/2026 10:55:34 PM
100245 | CV014 | Mercury, wf, CV-AFS | USGS-OK | MethodDescriptionText |  |  | 1/29/2018 9:19:14 AM
100213 | CV018 | Mercury, wu, CV-AFS | USGS-OK | MethodDescriptionText |  |  | 1/29/2018 9:18:30 AM
101246 | CV018 | GROSS ALPHA, U(NATURAL),WF,HS,LF | USDOI/USGS | Gross alpha, high solids (HS), FIL, U curve, lab filtered (LF) |  | https://water.usgs.gov/XML/NWIS/4.10/ReferenceLists/MethodList.html | 3/13/2026 10:55:34 PM
100488 | CVAA Mercury | CVAA Mercury | PACE LABS | https://www.pacelabs.com/assets/documents/Environmental/capabilities-2015.pdf |  |  | 6/26/2019 4:12:42 PM
100157 | D1067 | Standard Test Methods for Acidity or Alkalinity of Water | ASTM (2011) | https://www.astm.org/DATABASE.CART/HISTORICAL/D1067-11.htm |  |  | 4/2/2018 6:59:07 AM
4666 | D1067 | Acidity or Alkalinity of water by electrometric titration | ASTM | D1067 ~ ASTM . Acidity or Alkalinity of water by electrometric titration |  | https://www.nemi.gov/methods/method_summary/9698/ | 9/7/2023 5:37:19 PM
515 | D1067(A) | D1067 A ~ Acidity or Alkalinity of Water | ASTM |  |  |  | 6/26/2019 4:12:45 PM
516 | D1067(B) | D1067 B ~ Acidity or Alkalinity of Water | ASTM |  |  |  | 6/26/2019 4:12:45 PM
517 | D1067(C) | D1067 C ~ Acidity or Alkalinity of Water | ASTM |  |  |  | 6/26/2019 4:12:45 PM
100678 | D1068 B***retired*** D1068(B) | DO NOT USE***D1068 B ~ Iron in Water by GF-AAS | ASTM | DO NOT USE ~ | duplicate records |  | 11/18/2024 5:21:34 PM
518 | D1068(A) | D1068 A ~ Iron in Water Using Direct FLAA | ASTM | D1068A ~ ASTM . Iron by Atomic Absorption, Direct |  | https://www.nemi.gov/methods/method_summary/5408/ | 9/7/2023 5:37:18 PM
519 | D1068(B) | D1068 B ~ Iron in Water by Chelation and FLAA | ASTM | D1068 B ~ ASTM . Iron in Water by GF-AAS |  | https://www.nemi.gov/methods/method_summary/9744/ | 9/7/2023 5:37:18 PM
520 | D1068(C) | D1068 C ~ Iron in Water Using GFAA | ASTM | D1068C ~ ASTM . Iron by Atomic Absorption, Graphite Furnace |  | https://www.nemi.gov/methods/method_summary/5409/ | 9/7/2023 5:37:18 PM
521 | D1068(D) | D1068 D ~ Iron in Water Using Photometry | ASTM | D1068D ~ ASTM . Iron by Photometric Bathophenanthroline |  | https://www.nemi.gov/methods/method_summary/5410/ | 9/7/2023 5:37:18 PM
100679 | D1068A***retired*** D1068(A) | DO NOT USE***D1068 A ~ Iron by Atomic Absorption, Direct | ASTM | DO NOT USE ~ | duplicate records |  | 11/18/2024 5:21:34 PM
100680 | D1068C***retired*** D1068(C) | DO NOT USE***D1068 C ~ Iron by Atomic Absorption, Graphite Furnace | ASTM | DO NOT USE ~ | duplicate records |  | 11/18/2024 5:21:34 PM
100681 | D1068D***retired*** D1068(D) | DO NOT USE***D1068 D ~ Iron by Photometric Bathophenanthroline | ASTM | DO NOT USE ~ | duplicate records |  | 11/18/2024 5:21:34 PM
522 | D1125(A) | D1125 A ~ Conductivity and Resistivity in Water | ASTM | D1125A ~ ASTM . Electrical Conductivity of Non-Flowing Water Samples |  | https://www.nemi.gov/methods/method_summary/4745/ | 9/7/2023 5:37:18 PM
523 | D1125(B) | D1125 B ~ Conductivity and Resistivity in Water | ASTM |  |  |  | 6/26/2019 4:12:45 PM
100356 | D1125-82 | Electrical Conductivity of Non-Flowing Water Samples | ASTM | Not current version URL: https://www.nemi.gov/methods/method_summary/4745/ |  |  | 4/2/2018 6:59:06 AM
100357 | D1125-95 | Electrical Conductivity of Non-Flowing Water Samples | ASTM |  |  | https://www.nemi.gov/methods/method_summary/4745/ | 4/2/2018 6:59:06 AM
524 | D1126 | Hardness in Water | ASTM | D1126 ~ ASTM . Hardness in Water |  | https://www.nemi.gov/methods/method_summary/4746/ | 9/7/2023 5:37:18 PM
100682 | D1179 A***retired*** D1179(A) | DO NOT USE***D1179 A ~ Standard Test Methods for Fluoride Ion in Water | ASTM | DO NOT USE ~ | duplicate records |  | 11/18/2024 5:21:34 PM
100683 | D1179 B***retired*** D1179(B) | DO NOT USE***D1179 B ~ Fluoride Ion in Water by Ion Selective Electrode | ASTM | DO NOT USE ~ | duplicate records |  | 11/18/2024 5:21:34 PM
525 | D1179(A) | D1179 A ~ Fluoride Ion in Water Using Distillation | ASTM | D1179 A ~ ASTM . Fluoride Ion in Water by Distillation |  | https://www.nemi.gov/methods/method_summary/9742/ | 9/7/2023 5:37:18 PM
526 | D1179(B) | D1179 B ~ Fluoride Ion in Water Using ISE | ASTM | D1179 B ~ ASTM . Fluoride Ion in Water by Ion Selective Electrode |  | https://www.nemi.gov/methods/method_summary/9741/ | 9/7/2023 5:37:18 PM
527 | D1246 | Bromide Ion in Water | ASTM |  |  |  | 8/12/2006 11:50:00 PM
4667 | D1246 C | D1246 C ~ Bromide Ion in Water by Ion Selective Electrode | ASTM | D1246C / D1246 C ~ ASTM . Bromide Ion in Water by Ion Selective Electrode |  | https://www.nemi.gov/methods/method_summary/9707/ | 9/7/2023 5:37:19 PM
528 | D1252(A) | D1252 A ~ Chemical Oxygen Demand by Titration | ASTM | D1252 A ~ ASTM . COD, Macro, by Reflux Digestion and Titration (Test Method A) |  | https://www.nemi.gov/methods/method_summary/9714/ | 9/7/2023 5:37:18 PM
529 | D1252(B) | D1252 B ~ COD by Spectrophotometry | ASTM | D1252B ~ ASTM . COD, Micro, by Sealed Digestion and Spectrometry (Test Method B) |  | https://www.nemi.gov/methods/method_summary/4747/ | 9/7/2023 5:37:18 PM
530 | D1253 | Residual Chlorine in Water | ASTM | D1253 ~ ASTM . Residual Chlorine in Water by Direct Amperometric Titration |  | https://www.nemi.gov/methods/method_summary/9719/ | 9/7/2023 5:37:18 PM
531 | D1291 | Chlorine Requirement or Demand of Water | ASTM |  |  |  | 8/12/2006 11:50:00 PM
532 | D1292 | Odor in Water | ASTM |  |  |  | 8/12/2006 11:50:00 PM
533 | D1293(A) | D1293 A ~ pH of Water By Precise Lab Measurement | ASTM | D1293A ~ ASTM . pH: Method A: Precise Laboratory Measurement of pH |  | https://www.nemi.gov/methods/method_summary/4748/ | 9/7/2023 5:37:18 PM
534 | D1293(B) | D1293 B ~ pH of Water By Routine Measurement | ASTM | D1293 B ~ ASTM . pH: Method A: Routine or Continuous Measurement of pH |  | https://www.nemi.gov/methods/method_summary/9743/ | 9/7/2023 5:37:18 PM
535 | D1385 | Hydrazine in Water | ASTM |  |  |  | 8/12/2006 11:50:00 PM
100684 | D1426 A***retired*** D1426(A) | DO NOT USE***D1426 A ~ Ammonia Nitrogen In Water by Direct Nesslerization | ASTM | DO NOT USE ~ | duplicate records |  | 11/18/2024 5:21:34 PM
100685 | D1426 B***retired*** D1426(B) | DO NOT USE***D1426 B ~ Standard Test Methods for Ammonia Nitrogen In Water | ASTM | DO NOT USE ~ | duplicate records |  | 11/18/2024 5:21:34 PM
536 | D1426(A) | D1426 A ~ Ammonia Nitrogen in Water by NESSLR | ASTM | D1426 A ~ ASTM . Ammonia Nitrogen In Water by Direct Nesslerization |  | https://www.nemi.gov/methods/method_summary/9700/ | 9/7/2023 5:37:18 PM
537 | D1426(B) | D1426 B ~ Ammonia Nitrogen in Water by Ion Electrode | ASTM | D1426 B ~ ASTM . Ammonia Nitrogen In Water by Select Ion Electrode |  | https://www.nemi.gov/methods/method_summary/9701/ | 9/7/2023 5:37:18 PM
538 | D1429(A) | D1429 A ~ Specific Gravity of Water by Pyncnometer | ASTM |  |  |  | 6/26/2019 4:12:45 PM
539 | D1429(B) | D1429 B ~ Specific Gravity of Water Using Balance | ASTM |  |  |  | 6/26/2019 4:12:45 PM
540 | D1429(C) | D1429 C ~ Specific Gravity of Water Using Flask | ASTM |  |  |  | 6/26/2019 4:12:45 PM
541 | D1429(D) | D1429 D ~ Specific Gravity of Water by Hydrometer | ASTM |  |  |  | 6/26/2019 4:12:45 PM
4668 | D1452-07A | D1452-07 A ~ Standard Practice for Soil Investigation and Sampling by Auger Borings | ASTM | D1452-07a ~ ASTM . Standard Practice for Soil Investigation and Sampling by Auger Borings |  | https://www.nemi.gov/methods/method_summary/10296/ | 9/7/2023 5:37:19 PM
101208 | D1481 | D1481 ~ ASTM; Standard Test Method for Density and Relative Density (Specific Gravity) of Viscous Materials by Lipkin Bicapillary Pycnometer | ASTM | https://store.astm.org/d1481-17.html |  |  | 7/3/2025 8:31:20 AM
542 | D1498 | Oxidation-Reduction Potential for Water | ASTM | D1498 ~ ASTM . Redox Potential of Water |  | https://www.nemi.gov/methods/method_summary/5456/ | 9/7/2023 5:37:18 PM
10013 | D1552 | Sulfur in Petroleum Products | ASTM |  |  |  | 6/1/2016 7:25:03 AM
543 | D1590 | Surface Tension of Water | ASTM |  |  |  | 8/12/2006 11:50:00 PM
544 | D1607 | Nitrogen Dioxide in Atmosphere | ASTM |  |  |  | 8/12/2006 11:50:00 PM
545 | D1608 | Nitrogen Dioxide in Atmosphere | ASTM |  |  |  | 8/12/2006 11:50:00 PM
100686 | D1687 A***retired*** D1687(A) | DO NOT USE***D1687 A ~ Chromium in Water by Photometric Diphenyl- carbohydrazide | ASTM | DO NOT USE ~ | duplicate records |  | 11/18/2024 5:21:34 PM
100687 | D1687 B***retired*** D1687(B) | DO NOT USE***D1687 B ~ Chromium in Water by Direct Atomic Absorption | ASTM | DO NOT USE ~ | duplicate records |  | 11/18/2024 5:21:34 PM
100688 | D1687 C***retired*** D1687(C) | DO NOT USE***D1687 C ~ Standard Test Methods for Chromium in Water | ASTM | DO NOT USE ~ | duplicate records |  | 11/18/2024 5:21:34 PM
546 | D1687(A) | D1687 A ~ Chromium VI in Water | ASTM | D1687 A ~ ASTM . Chromium in Water by Photometric Diphenyl- carbohydrazide |  | https://www.nemi.gov/methods/method_summary/9724/ | 9/7/2023 5:37:18 PM
547 | D1687(B) | D1687 B ~ Chromium in Water By FLAA | ASTM | D1687 B ~ ASTM . Chromium in Water by Direct Atomic Absorption |  | https://www.nemi.gov/methods/method_summary/9725/ | 9/7/2023 5:37:18 PM
548 | D1687(C) | D1687 C ~ Chromium in Water By GFAA | ASTM | D1687 C ~ ASTM . Chromium in Water by GF-AAS |  | https://www.nemi.gov/methods/method_summary/9726/ | 9/7/2023 5:37:18 PM
100689 | D1688 A***retired*** D1688(A) | DO NOT USE***Copper in Water by Direct Atomic Absorption | ASTM | DO NOT USE ~ | duplicate records |  | 11/18/2024 5:21:34 PM
100690 | D1688 B***retired*** D1688(B) | DO NOT USE***Copper in Water by Chelation-Extraction/Atomic Absorption | ASTM | DO NOT USE ~ | duplicate records |  | 11/18/2024 5:21:34 PM
100691 | D1688 C***retired*** D3557(C) | DO NOT USE***Standard Test Methods for Copper in Water | ASTM | DO NOT USE ~ | duplicate records |  | 11/18/2024 5:21:34 PM
549 | D1688(A) | D1688 A ~ Copper in Water By FLAA | ASTM | D1688 A ~ ASTM . Copper in Water by Direct Atomic Absorption |  | https://www.nemi.gov/methods/method_summary/9733/ | 9/7/2023 5:37:18 PM
550 | D1688(B) | D1688 B ~ Copper in Water By Chelation and FLAA | ASTM | D1688 B ~ ASTM . Copper in Water by Chelation-Extraction/Atomic Absorption |  | https://www.nemi.gov/methods/method_summary/9734/ | 9/7/2023 5:37:18 PM
551 | D1688(C) | D1688 C ~ Copper in Water By GFAA | ASTM | D1688 C ~ ASTM . Copper in Water by GF-AAS |  | https://www.nemi.gov/methods/method_summary/9735/ | 9/7/2023 5:37:18 PM
100692 | D1691 A***retired*** D1691(A) | DO NOT USE***D1691 A ~ Standard Test Methods for Zinc in Water | ASTM | DO NOT USE ~ | duplicate records |  | 11/18/2024 5:21:34 PM
100693 | D1691 B***retired*** D1691(B) | DO NOT USE***D1691 B ~ Standard Test Methods for Zinc in Water | ASTM | DO NOT USE ~ | duplicate records |  | 11/18/2024 5:21:34 PM
552 | D1691(A) | D1691 A ~ Zinc in Water By FLAA | ASTM | D1691 A ~ ASTM . Zinc in Water by Direct Atomic Absorption |  | https://www.nemi.gov/methods/method_summary/9831/ | 9/7/2023 5:37:18 PM
553 | D1691(B) | D1691 B ~ Zinc in Water by Chelation and FLAA | ASTM | D1691 B ~ ASTM . Zinc in Water by Chelation-Extraction/AA |  | https://www.nemi.gov/methods/method_summary/9832/ | 9/7/2023 5:37:18 PM
554 | D1704 | Particulate Matter in Atmosphere | ASTM |  |  |  | 8/12/2006 11:50:00 PM
555 | D1783(A) | D1783 A ~ Phenolic Compounds in Water | ASTM |  |  |  | 6/26/2019 4:12:46 PM
556 | D1783(B) | D1783 B ~ Phenolic Compounds in Water | ASTM |  |  |  | 6/26/2019 4:12:46 PM
100694 | D1886 A***retired*** D1886(A) | DO NOT USE***D1886 A ~ Standard Test Methods for Nickel in Water graphite furnaces | ASTM | DO NOT USE ~ | duplicate records |  | 11/18/2024 5:21:34 PM
100695 | D1886 B***retired*** D1886(B) | DO NOT USE***D1886 B ~ Standard Test Methods for Nickel in Water graphite furnaces | ASTM | DO NOT USE ~ | duplicate records |  | 11/18/2024 5:21:34 PM
100696 | D1886 C***retired*** D1886(C) | DO NOT USE***D1886 C ~ Standard Test Methods for Nickel in Water graphite furnaces | ASTM | DO NOT USE ~ | duplicate records |  | 11/18/2024 5:21:34 PM
557 | D1886(A) | D1886 A ~ Nickel in Water by FLAA | ASTM | D1886 A ~ ASTM . Nickel in Water by Direct AA |  | https://www.nemi.gov/methods/method_summary/9802/ | 9/7/2023 5:37:18 PM
558 | D1886(B) | D1886 B ~ Nickel in Water by Chelation and FLAA | ASTM | D1886 B ~ ASTM . Nickel in Water by Chelation-Extraction AA |  | https://www.nemi.gov/methods/method_summary/9803/ | 9/7/2023 5:37:18 PM
559 | D1886(C) | D1886 C ~ Nickel in Water by GFAA | ASTM | D1886 C ~ ASTM . Nickel in Water by GF-AAS |  | https://www.nemi.gov/methods/method_summary/9804/ | 9/7/2023 5:37:18 PM
560 | D1889 | Turbidity of Water | ASTM | D1889 ~ ASTM . Turbidity of Water |  | https://www.nemi.gov/methods/method_summary/5457/ | 9/7/2023 5:37:18 PM
561 | D1890 | Beta Particle Radioactivity of Water | ASTM | D1890 ~ ASTM . Beta Activity in Water |  | https://www.nemi.gov/methods/method_summary/5411/ | 9/7/2023 5:37:18 PM
562 | D1941 | Open Channel Flow Measurement by Flume | ASTM |  |  |  | 8/12/2006 11:50:00 PM
563 | D1943 | Alpha Particle Radioactivity of Water | ASTM | D1943 ~ ASTM . Alpha Particle Radioactivity of Water |  | https://www.nemi.gov/methods/method_summary/4749/ | 9/7/2023 5:37:18 PM
101228 | D1945 | D1945 ~ ASTM; Natural Gas by Gas Chromatography | ASTM | https://store.astm.org/d1945-25.html |  |  | 2/14/2026 4:08:30 AM
101108 | D1946 | D1946 ~ ASTM; Reformed Gas by Gas Chromatography | ASTM | Standard Method for Analysis of Reformed Gas by Gas Chromatography Reference: https://www.astm.org/d1946-90r19.html |  |  | 1/18/2024 1:56:02 AM
100158 | D1976 | Standard Test Method for Elements in Water by Inductively-Coupled Argon Plasma Atomic Emission Spectroscopy | ASTM (2012) | https://www.astm.org/Standards/D1976.htm |  |  | 4/2/2018 6:59:07 AM
564 | D1976 | Elements in Water by ICP | ASTM | D1976 ~ ASTM . Elements in Water by ICP-AES |  | https://www.nemi.gov/methods/method_summary/4750/ | 9/7/2023 5:37:18 PM
565 | D2035 | Coagulation-Flocculation Test of Water | ASTM |  |  |  | 8/12/2006 11:50:00 PM
566 | D2036(A) | D2036 A ~ Cyanides in Water After Distillation | ASTM | D2036A ~ ASTM . Cyanides, Total, after Distillation (Test Method A) |  | https://www.nemi.gov/methods/method_summary/4751/ | 9/7/2023 5:37:18 PM
567 | D2036(B) | D2036 B ~ Cyanides in Water by Colorimetry | ASTM | D2036 B ~ ASTM . Cyanides Amenable to Chlorination |  | https://www.nemi.gov/methods/method_summary/9738/ | 9/7/2023 5:37:18 PM
568 | D2036(C) | D2036 C ~ Cyanides in Water by Colorimetry | ASTM |  |  |  | 6/26/2019 4:12:46 PM
569 | D2036(D) | D2036 D ~ Cyanides without Distillation | ASTM |  |  |  | 6/26/2019 4:12:46 PM
100697 | D2036A***retired*** D2036(A) | DO NOT USE***D2036 A ~ Standard Test Methods for Cyanides in Water | ASTM | DO NOT USE ~ | duplicate records |  | 11/18/2024 5:21:34 PM
570 | D2186(A) | D2186 A ~ Deposit-Forming Impurities in Steam | ASTM |  |  |  | 6/26/2019 4:12:46 PM
571 | D2186(B) | D2186 B ~ Deposit-Forming Impurities in Steam | ASTM |  |  |  | 6/26/2019 4:12:46 PM
572 | D2186(C) | D2186 C ~ Deposit-Forming Impurities in Steam | ASTM |  |  |  | 6/26/2019 4:12:46 PM
573 | D2186(D) | D2186 D ~ Deposit-Forming Impurities in Steam | ASTM |  |  |  | 6/26/2019 4:12:46 PM
100020 | D2216 | Standard Test Methods for Laboratory Determination of Water (Moisture) Content of Soil and Rock by Mass | ASTM | http://www.astm.org/Standards/D2216.htm |  |  | 6/1/2016 7:25:02 AM
574 | D2330 | Methylene Blue Active Substances | ASTM | D2330 ~ ASTM . Methylene Blue Active Substances in Water by |  | https://www.nemi.gov/methods/method_summary/9828/ | 9/7/2023 5:37:18 PM
575 | D2332 | Water-formed Deposits by XRF | ASTM |  |  |  | 8/12/2006 11:50:00 PM
576 | D2334(A) | D2334 A ~ Radioactive Iodine - Ion-Exchange | ASTM |  |  |  | 6/26/2019 4:12:46 PM
577 | D2334(B) | D2334 B ~ Radioactive Iodine - Distillation | ASTM |  |  |  | 6/26/2019 4:12:46 PM
578 | D2334(C) | D2334 C ~ Radioactive Iodine - Extraction | ASTM |  |  |  | 6/26/2019 4:12:46 PM
579 | D2460 | Radionuclides of Radium in Water | ASTM |  |  |  | 8/12/2006 11:50:00 PM
580 | D2476 | Tritium in Water by Liquid Scintillation | ASTM |  |  |  | 8/12/2006 11:50:00 PM
581 | D2579 | Total Organic Carbon in Water | ASTM | D2579 ~ ASTM . Total Organic Carbon in Water by TOC analyzer |  | https://www.nemi.gov/methods/method_summary/9810/ | 9/7/2023 5:37:18 PM
582 | D2580 | Phenols in Water by Gas-Liquid Chromatograph | ASTM |  |  |  | 8/12/2006 11:50:00 PM
583 | D2688(A) | D2688 A ~ Corrosivity of Water Using Metal Coupons | ASTM |  |  |  | 6/26/2019 4:12:46 PM
584 | D2688(B) | D2688 B ~ Corrosivity of Water Using Pipe Inserts | ASTM |  |  |  | 6/26/2019 4:12:46 PM
585 | D2776 | Corrosivity | ASTM |  |  |  | 8/12/2006 11:50:00 PM
586 | D2791 | Sodium in Water by ISE-Na | ASTM |  |  |  | 8/12/2006 11:50:00 PM
587 | D2820 | C1 - C5 Hydrocarbons by GC | ASTM |  |  |  | 8/12/2006 11:50:00 PM
588 | D2907(A) | D2907 A ~ Uranium in Water by Direct Fluorometry | ASTM |  |  |  | 6/26/2019 4:12:46 PM
589 | D2907(B) | D2907 B ~ Uranium in Water by Extraction & Fluorometry | ASTM |  |  |  | 6/26/2019 4:12:46 PM
590 | D2908 | Volatile Organics in Water by GC | ASTM |  |  |  | 8/12/2006 11:50:00 PM
591 | D2914 | Sulfur Dioxide in Atmosphere | ASTM |  |  |  | 8/12/2006 11:50:00 PM
100384 | D2937 | Standard Test Method for Density of Soil in Place by the Drive-Cylinder Method | ASTM | https://www.astm.org/Standards/D2937.htm |  |  | 6/21/2018 5:25:11 PM
4669 | D2972 | Total Arsenic in Water by AA gaseous hydride | ASTM | D2972 ~ ASTM . Total Arsenic in Water by AA gaseous hydride |  | https://www.nemi.gov/methods/method_summary/9704/ | 9/7/2023 5:37:19 PM
592 | D2972(A) | D2972 A ~ Arsenic in Water Using Spectrophotometry | ASTM |  |  |  | 6/26/2019 4:12:46 PM
593 | D2972(B) | D2972 B ~ Arsenic in Water Using HYDAA | ASTM |  |  |  | 6/26/2019 4:12:46 PM
594 | D2972(C) | D2972 C ~ Arsenic in Water by GFAA | ASTM |  |  |  | 6/26/2019 4:12:46 PM
3194 | D2974(A) | D2974 A ~ Moisture, Ash, and Organic Matter of Peat and Other Organic Soils | ASTM |  |  |  | 6/26/2019 4:12:51 PM
595 | D3082 | Boron in Water Using Spectrometry | ASTM |  |  |  | 8/12/2006 11:50:00 PM
596 | D3084 | Alpha Spectrometry of Water | ASTM |  |  |  | 8/12/2006 11:50:00 PM
597 | D3086 | Organochlorine Pesticides in Water | ASTM |  |  |  | 8/12/2006 11:50:00 PM
598 | D3113(A) | D3113 A ~ Sodium Salts of EDTA in Water | ASTM |  |  |  | 6/26/2019 4:12:46 PM
599 | D3113(B) | D3113 B ~ Sodium Salts of EDTA in Water | ASTM |  |  |  | 6/26/2019 4:12:46 PM
100521 | D3120 | Standard Test Method for Trace Quantities of Sulfur in Light Liquid Petroleum Hydrocarbons by Oxidative Microcoulometry | ASTM | D3120 ~ ASTM . This test method is used to determine the concentration of sulfur in light liquid hydrocarbons, gasoline, and diesels and their additives, where such concentrations of sulfur can be detrimental to their production, performance, and use. The measurement of sulfur in the production and final product of gasoline and diesel is required for both regulatory purposes and to ensure maximum life expectancy of catalytic converters used in the automotive industry. |  |  | 9/7/2023 5:37:21 PM
600 | D3162 | Carbon Monoxide in Atmosphere - NDIR | ASTM |  |  |  | 8/12/2006 11:50:00 PM
100509 | D3173 | Moisture in the Analysis Sample of Coal and Coke | ASTM | D3173 ~ Moisture in the Analysis Sample of Coal and Coke |  |  | 4/3/2020 9:20:08 PM
601 | D3223 | Total Mercury in Water by CVAA | ASTM | D3223 ~ ASTM . Total Mercury in Water by CV-AAS |  | https://www.nemi.gov/methods/method_summary/9765/ | 9/7/2023 5:37:18 PM
602 | D3266 | Fluorides in the Atmosphere | ASTM |  |  |  | 8/12/2006 11:50:00 PM
603 | D3267 | Fluorides in the Atmosphere | ASTM |  |  |  | 8/12/2006 11:50:00 PM
604 | D3268 | Fluorides in the Atmosphere | ASTM |  |  |  | 8/12/2006 11:50:00 PM
605 | D3269(ISE) | D3269 ISE ~ Fluorides in Plants/Atmosphere | ASTM |  |  |  | 6/26/2019 4:12:46 PM
606 | D3269(SPEC) | D3269 SPEC ~ Fluorides in Plants/Atmosphere | ASTM |  |  |  | 6/26/2019 4:12:46 PM
607 | D3269(TITR) | D3269 TITR ~ Fluorides in Plants/Atmosphere | ASTM |  |  |  | 6/26/2019 4:12:46 PM
608 | D3270 | Fluorides in Plants/Atmosphere | ASTM |  |  |  | 8/12/2006 11:50:00 PM
4603 | D3278 | Standard Test Method for Flash Point of Liquids by Small Scale Closed Cup Apparatus | ASTM |  |  |  | 8/9/2012 2:29:54 PM
609 | D3327 | N, S, Ni and V in Waterborne Oils | ASTM |  |  |  | 8/12/2006 11:50:00 PM
610 | D3328(A) | D3328 A ~ Waterborne Petroleum Oils by GC | ASTM |  |  |  | 6/26/2019 4:12:46 PM
611 | D3328(B) | D3328 B ~ Waterborne Petroleum Oils by GC | ASTM |  |  |  | 6/26/2019 4:12:46 PM
612 | D3352 | Strontium Ion in Water | ASTM |  |  |  | 8/12/2006 11:50:00 PM
613 | D3371 | Nitriles in Aqueous Solution | ASTM |  |  |  | 8/12/2006 11:50:00 PM
614 | D3372 | Molybdenum by Chelation and FLAA | ASTM |  |  |  | 8/12/2006 11:50:00 PM
615 | D3373 | Vanadium in Water by GFAA | ASTM | D3373 ~ ASTM . Vanadium in Water by GF-AAS |  | https://www.nemi.gov/methods/method_summary/9830/ | 9/7/2023 5:37:18 PM
616 | D3414 | Waterborne Petroleum Oils by IR | ASTM |  |  |  | 8/12/2006 11:50:00 PM
617 | D3415 | Waterborne Oils by GC, IRSPEC or FLSPEC | ASTM |  |  |  | 8/12/2006 11:50:00 PM
618 | D3416 | Carbon Monoxide in Atmosphere - GC/FID | ASTM |  |  |  | 8/12/2006 11:50:00 PM
619 | D3442 | Tritium in Atmosphere | ASTM |  |  |  | 8/12/2006 11:50:00 PM
620 | D3454 | Radium-226 in Water by Radon Scintillation | ASTM | D3454 ~ ASTM . Radium-226 in Water |  | https://www.nemi.gov/methods/method_summary/4753/ | 9/7/2023 5:37:18 PM
621 | D3478 | Chlorinated Phenoxy-Acid Herbicides | ASTM |  |  |  | 8/12/2006 11:50:00 PM
622 | D3534(ECD) | D3534 ECD ~ PCBs in Water by Gas Chromatography | ASTM |  |  |  | 6/26/2019 4:12:46 PM
623 | D3534(ELCD) | D3534 ELCD ~ PCBs in Water by Gas Chromatography | ASTM |  |  |  | 6/26/2019 4:12:46 PM
100698 | D3557 B***retired*** D3557(B) | DO NOT USE***Standard Test Methods for Cadmium in Water | ASTM | DO NOT USE ~ | duplicate records |  | 11/18/2024 5:21:34 PM
100699 | D3557 C***retired*** D3557(C) | DO NOT USE***Cadmium in Water by Differential Pulse/Anodic Stripping Volt | ASTM | DO NOT USE ~ | duplicate records |  | 11/18/2024 5:21:34 PM
100700 | D3557 D***retired*** D3557(D) | DO NOT USE***Standard Test Methods for Cadmium in Water | ASTM | DO NOT USE ~ | duplicate records |  | 11/18/2024 5:21:34 PM
624 | D3557(A) | D3557 A ~ Cadmium in Water by FLAA | ASTM | D3557A ~ ASTM . Cadmium, Method A: Atomic Absorption, Direct |  | https://www.nemi.gov/methods/method_summary/4754/ | 9/7/2023 5:37:18 PM
625 | D3557(B) | D3557 B ~ Cadmium in Water by Chelation and FLAA | ASTM | D3557 B ~ ASTM . Cadmium in Water by AA, Chelation-Extraction |  | https://www.nemi.gov/methods/method_summary/9708/ | 9/7/2023 5:37:18 PM
626 | D3557(C) | D3557 C ~ Cadmium in Water by Polarography | ASTM | D3557 C ~ ASTM . Cadmium in Water by Differential Pulse/Anodic Stripping Voltammetry |  | https://www.nemi.gov/methods/method_summary/9709/ | 9/7/2023 5:37:18 PM
627 | D3557(D) | D3557 D ~ Cadmium in Water by GFAA | ASTM | D3557 D ~ ASTM . Cadmium in Water by GF-AAS |  | https://www.nemi.gov/methods/method_summary/9710/ | 9/7/2023 5:37:18 PM
100701 | D3557A***retired*** D3557(A) | DO NOT USE***Cadmium, Method A: Atomic Absorption, Direct | ASTM | DO NOT USE ~ | duplicate records |  | 11/18/2024 5:21:34 PM
100702 | D3558 A***retired*** D3558(A) | DO NOT USE***D3558 A ~ Cobalt in Water by Direct AA | ASTM | DO NOT USE ~ | duplicate records |  | 11/18/2024 5:21:34 PM
100703 | D3558 B***retired*** D3558(B) | DO NOT USE***D3558 B ~ Cobalt in Water by Chelation-Extraction/AA | ASTM | DO NOT USE ~ | duplicate records |  | 11/18/2024 5:21:34 PM
100704 | D3558 C***retired*** D3558(C) | DO NOT USE***D3558 C ~ Cobalt in Water by GF-AAS | ASTM | DO NOT USE ~ | duplicate records |  | 11/18/2024 5:21:34 PM
628 | D3558(A) | D3558 A ~ Cobalt in Water by FLAA | ASTM | D3558 A ~ ASTM . Cobalt in Water by Direct AA |  | https://www.nemi.gov/methods/method_summary/9727/ | 9/7/2023 5:37:18 PM
629 | D3558(B) | D3558 B ~ Cobalt in Water by Chelation and FLAA | ASTM | D3558 B ~ ASTM . Cobalt in Water by Chelation-Extraction/AA |  | https://www.nemi.gov/methods/method_summary/9728/ | 9/7/2023 5:37:18 PM
630 | D3558(C) | D3558 C ~ Cobalt in Water by GFAA | ASTM | D3558 C ~ ASTM . Cobalt in Water by GF-AAS |  | https://www.nemi.gov/methods/method_summary/9729/ | 9/7/2023 5:37:18 PM
100705 | D3559 A***retired*** D3559(A) | DO NOT USE***D3559 A ~ Standard Test Methods for Lead in Water | ASTM | DO NOT USE ~ | duplicate records |  | 11/18/2024 5:21:34 PM
100706 | D3559 B***retired*** D3559(B) | DO NOT USE***D3559 B ~ Lead in Water by Chelation-Extraction/AA | ASTM | DO NOT USE ~ | duplicate records |  | 11/18/2024 5:21:34 PM
100707 | D3559 C***retired*** D3559(C) | DO NOT USE***D3559 C ~ Standard Test Methods for Lead in Water, Differential Pulse Anodic Stripping Voltammetry | ASTM | DO NOT USE ~ | duplicate records |  | 11/18/2024 5:21:34 PM
100708 | D3559 D***retired*** D3559(D) | DO NOT USE***D3559 D ~ Lead in Water by GF-AAS | ASTM | DO NOT USE ~ | duplicate records |  | 11/18/2024 5:21:34 PM
631 | D3559(A) | D3559 A ~ Lead in Water by FLAA | ASTM | D3559 A ~ ASTM . Lead in Water by Direct AA |  | https://www.nemi.gov/methods/method_summary/9750/ | 9/7/2023 5:37:18 PM
632 | D3559(B) | D3559 B ~ Lead in Water by Chelation and FLAA | ASTM | D3559 B ~ ASTM . Lead in Water by Chelation-Extraction/AA |  | https://www.nemi.gov/methods/method_summary/9751/ | 9/7/2023 5:37:18 PM
633 | D3559(C) | D3559 C ~ Lead in Water by Polarography | ASTM | D3559 C ~ ASTM . Lead in Water by Differential Pulse Anodic Stripping Voltammetry |  | https://www.nemi.gov/methods/method_summary/9753/ | 9/7/2023 5:37:18 PM
634 | D3559(D) | D3559 D ~ Lead in Water by GFAA | ASTM | D3559 D ~ ASTM . Lead in Water by GF-AAS |  | https://www.nemi.gov/methods/method_summary/9752/ | 9/7/2023 5:37:18 PM
635 | D3561 | Lithium, Potassium and Sodium | ASTM |  |  |  | 8/12/2006 11:50:00 PM
636 | D3590(A) | D3590 A ~ TKN by Ion Selective Electrode | ASTM | D3590 A ~ ASTM . Total Kjeldahl Nitrogen in Water by Manual Digestion/Distillation |  | https://www.nemi.gov/methods/method_summary/9748/ | 9/7/2023 5:37:18 PM
637 | D3590(B) | D3590 B ~ TKN by AutoAnalyzer | ASTM | D3590 B ~ ASTM . Total Kjeldahl Nitrogen in Water by Semiautomated Colorimetric Bertholt |  | https://www.nemi.gov/methods/method_summary/9749/ | 9/7/2023 5:37:18 PM
638 | D3608 | Nitrogen Oxides in Atmosphere | ASTM |  |  |  | 8/12/2006 11:50:00 PM
4670 | D3645 | Beryllium in Water by AAS | ASTM | D3645 ~ ASTM . Beryllium in Water by AAS |  | https://www.nemi.gov/methods/method_summary/9706/ | 9/7/2023 5:37:19 PM
639 | D3645(A) | D3645 A ~ Beryllium in Water by FLAA | ASTM |  |  |  | 6/26/2019 4:12:46 PM
640 | D3645(B) | D3645 B ~ Beryllium in Water by GFAA | ASTM |  |  |  | 6/26/2019 4:12:46 PM
641 | D3648(A) | D3648 A ~ Measurement of Radioactivity, Alpha | ASTM |  |  |  | 6/26/2019 4:12:46 PM
642 | D3648(B) | D3648 B ~ Measurement of Radioactivity, Beta | ASTM |  |  |  | 6/26/2019 4:12:46 PM
643 | D3648(C) | D3648 C ~ Measurement of Radioactivity, Gamma | ASTM |  |  |  | 6/26/2019 4:12:46 PM
644 | D3649 | High Resolution Gamma-Ray Spectrometry | ASTM |  |  |  | 8/12/2006 11:50:00 PM
645 | D3650 | Waterborne Petroleum Oil by Fluorescence | ASTM |  |  |  | 8/12/2006 11:50:00 PM
646 | D3651 | Barium in Water by FLAA | ASTM |  |  |  | 8/12/2006 11:50:00 PM
647 | D3686 | Charcoal Tube Adsorption of Organic Vapors | ASTM |  |  |  | 8/12/2006 11:50:00 PM
648 | D3695 | Volatile Alcohols in Water by GC | ASTM |  |  |  | 8/12/2006 11:50:00 PM
649 | D3697 | Antimony in Water by FLAA | ASTM |  |  |  | 8/12/2006 11:50:00 PM
100159 | D3731 | Analysis of Chlorophyll in Periphyton and Plankton | ASTM (1987) |  |  |  | 4/2/2018 6:59:07 AM
100021 | D3731-79 | Analysis of Chlorophyll in Periphyton and Plankton | ASTM | ASTM-WATER Post 31, ASTM Designation D3731-79, pages 1079-1083, "The status of Methods for the Analysis of Chlorophyll in Periphyton and Plankton": Weber, C.I., L.A. Fay, G.B. Collins, D. Rathke, J. Towbin, Env. and Plankton": Weber, C.I., L.A. Fay, G.B. Collins, D. Rathke, J. Towbin, Monitoring and Support Laboratory, U.S. EPA, Cincinnati, Ohio. |  |  | 6/1/2016 7:25:02 AM
650 | D3824(A) | D3824 A ~ Ambient NOx by Chemiluminescence | ASTM |  |  |  | 6/26/2019 4:12:46 PM
651 | D3824(B) | D3824 B ~ Workplace NOx by Chemiluminescence | ASTM |  |  |  | 6/26/2019 4:12:46 PM
4671 | D3856 | Good Laboratory Practices | ASTM | D3856 ~ ASTM . Good Laboratory Practices |  | https://www.nemi.gov/methods/method_summary/5460/ | 9/7/2023 5:37:19 PM
652 | D3857 | Water Velocity in Open Channels | ASTM |  |  |  | 8/12/2006 11:50:00 PM
653 | D3858 | Open-Channel Flow Measurement by Area | ASTM |  |  |  | 8/12/2006 11:50:00 PM
100709 | D3859 A***retired*** D3859(A) | DO NOT USE***D3859 A ~ Selenium in Water by Gaseous Hydride AAS | ASTM | DO NOT USE ~ | duplicate records |  | 11/18/2024 5:21:34 PM
100710 | D3859 B***retired*** D3859(B) | DO NOT USE***D3859 B ~ Selenium in Water by GF-AAS | ASTM | DO NOT USE ~ | duplicate records |  | 11/18/2024 5:21:34 PM
654 | D3859(A) | D3859 A ~ Selenium in Water by HYDAA | ASTM | D3859 A ~ ASTM . Selenium in Water by Gaseous Hydride AAS |  | https://www.nemi.gov/methods/method_summary/9822/ | 9/7/2023 5:37:18 PM
655 | D3859(B) | D3859 B ~ Selenium in Water by GFAA | ASTM | D3859 B ~ ASTM . Selenium in Water by GF-AAS |  | https://www.nemi.gov/methods/method_summary/9821/ | 9/7/2023 5:37:18 PM
656 | D3865 | Plutonium in Water | ASTM |  |  |  | 8/12/2006 11:50:00 PM
657 | D3866(A) | D3866 A ~ Silver in Water by Chelation and FLAA | ASTM |  |  |  | 6/26/2019 4:12:46 PM
658 | D3866(B) | D3866 B ~ Silver in Water by FLAA | ASTM |  |  |  | 6/26/2019 4:12:46 PM
659 | D3866(C) | D3866 C ~ Silver in Water by GFAA | ASTM |  |  |  | 6/26/2019 4:12:46 PM
4672 | D3867 | Nitrate-Nitrite in Water by Automated Cadmium Reduction | ASTM | D3867 ~ ASTM . Nitrate-Nitrite in Water by Automated Cadmium Reduction |  | https://www.nemi.gov/methods/method_summary/4755/ | 9/7/2023 5:37:19 PM
100711 | D3867 B***retired*** D3867(B) | DO NOT USE***D3867 B ~ Standard Test Methods for Nitrite-Nitrate in Water | ASTM | DO NOT USE ~ | duplicate records |  | 11/18/2024 5:21:34 PM
660 | D3867(A) | D3867 A ~ Nitrite-Nitrate Automated Cd Reduction | ASTM |  |  |  | 6/26/2019 4:12:46 PM
661 | D3867(B) | D3867 B ~ Nitrite-Nitrate by Manual Cd Reduction | ASTM | D3867 B ~ ASTM . Nitrite-Nitrate in Water by Manual Cadmium Reduction |  | https://www.nemi.gov/methods/method_summary/9809/ | 9/7/2023 5:37:18 PM
100022 | D3867-04 | D3867-04 ~ Standard Test Methods for Nitrite-Nitrate in Water | ASTM | http://portal.astm.org/Standards/HISTORICAL/D3867-04.htm |  |  | 6/26/2019 4:12:53 PM
662 | D3868 | Fluoride Ions in Saline Water | ASTM |  |  |  | 8/12/2006 11:50:00 PM
663 | D3869(A) | D3869 A ~ Iodide and Bromide in Saline Water | ASTM |  |  |  | 6/26/2019 4:12:46 PM
664 | D3869(B) | D3869 B ~ Iodide in Saline Water by Colorimetry | ASTM |  |  |  | 6/26/2019 4:12:46 PM
665 | D3869(C) | D3869 C ~ Iodide in Saline Water by ISE-I | ASTM |  |  |  | 6/26/2019 4:12:46 PM
666 | D3869(D) | D3869 D ~ Bromide in Saline Water by Colorimetry | ASTM |  |  |  | 6/26/2019 4:12:46 PM
667 | D3871 | Purgeable Organics in Water | ASTM |  |  |  | 8/12/2006 11:50:00 PM
668 | D3875 | Alkalinity in Water | ASTM |  |  |  | 8/12/2006 11:50:00 PM
669 | D3919 | Trace Elements in Water Using GFAA | ASTM |  |  |  | 8/12/2006 11:50:00 PM
670 | D3920 | Strontium in Water by FLAA | ASTM |  |  |  | 8/12/2006 11:50:00 PM
671 | D3921 | Oil and Grease and Petroleum Hydrocarbons | ASTM |  |  |  | 8/12/2006 11:50:00 PM
672 | D3972 | Uranium by Radiochemistry | ASTM |  |  |  | 8/12/2006 11:50:00 PM
673 | D3973 | Halogenated Hydrocarbons in Water | ASTM |  |  |  | 8/12/2006 11:50:00 PM
674 | D3977 | Suspended-Sediment in Water | ASTM |  |  |  | 8/12/2006 11:50:00 PM
675 | D3986 | Barium in Water by DCAPS | ASTM |  |  |  | 8/12/2006 11:50:00 PM
676 | D4012 | ATP Content of Microorganisms in Water | ASTM |  |  |  | 8/12/2006 11:50:00 PM
677 | D4107 | Tritium in Drinking Water | ASTM | D4107 ~ ASTM . Tritium in Water |  | https://www.nemi.gov/methods/method_summary/5412/ | 9/7/2023 5:37:18 PM
678 | D4128 | Organic Compounds in Water by GC/MS | ASTM |  |  |  | 8/12/2006 11:50:00 PM
679 | D4129 | Total Carbon and Organic Carbon in Water | ASTM |  |  |  | 8/12/2006 11:50:00 PM
680 | D4130 | Sulfate Ion in Water by Spectroscopy | ASTM |  |  |  | 8/12/2006 11:50:00 PM
681 | D4165 | Cyanogen Chloride in Water | ASTM |  |  |  | 8/12/2006 11:50:00 PM
682 | D4183(A) | D4183 A ~ Total Recoverable Organic Phosphorus | ASTM |  |  |  | 6/26/2019 4:12:46 PM
683 | D4183(B) | D4183 B ~ Total Recoverable Organic Phosphorus | ASTM |  |  |  | 6/26/2019 4:12:46 PM
684 | D4185 | Metals in Workplace Atmosphere by AAS | ASTM |  |  |  | 8/12/2006 11:50:00 PM
685 | D4189 | Silt Density Index of Water | ASTM |  |  |  | 8/12/2006 11:50:00 PM
686 | D4190 | Metals by Argon Emission Spectroscopy | ASTM | D4190 ~ ASTM . Elements in Water by Direct-Current Argon Plasma Atomic Emission Spectroscopy |  | https://www.nemi.gov/methods/method_summary/9699/ | 9/7/2023 5:37:18 PM
687 | D4191 | Sodium in Water by FLAA | ASTM |  |  |  | 8/12/2006 11:50:00 PM
688 | D4192 | Potassium in Water by FLAA | ASTM |  |  |  | 8/12/2006 11:50:00 PM
689 | D4193 | Thiocyanate in Water | ASTM |  |  |  | 8/12/2006 11:50:00 PM
690 | D4201 | Coliphages in Water by Counting | ASTM |  |  |  | 8/12/2006 11:50:00 PM
691 | D422 | Particle-Size Analysis of Soils | ASTM |  |  |  | 8/12/2006 11:50:00 PM
692 | D4240 | Asbestos in Atmosphere | ASTM |  |  |  | 8/12/2006 11:50:00 PM
693 | D4249 | Enumeration of Candida albicans in Water | ASTM |  |  |  | 8/12/2006 11:50:00 PM
694 | D4254 | Index Density and Unit Weight of Soils | ASTM |  |  |  | 8/12/2006 11:50:00 PM
695 | D4281(A) | D4281 A ~ Oil and Grease by Liquid-Liquid Extraction | ASTM |  |  |  | 6/26/2019 4:12:46 PM
696 | D4281(B) | D4281 B ~ Oil and Grease by Soxhlet Extraction | ASTM |  |  |  | 6/26/2019 4:12:46 PM
697 | D4282 | Free Cyanide in Water by Microdiffusion | ASTM |  |  |  | 8/12/2006 11:50:00 PM
101148 | D4318 | D4318 ~ ASTM; Liquid Limit, Plastic Limit, and Plasticity Index of Soils | ASTM | Determination of the liquid limit, plastic limit, and the plasticity index of soils; https://www.astm.org/d4318-17e01.html |  |  | 9/18/2024 4:32:00 PM
698 | D4323 | Hydrogen Sulfide in Atmosphere | ASTM |  |  |  | 8/12/2006 11:50:00 PM
699 | D4327 | Anions in Water by Ion Chromatography | ASTM | D4327 ~ ASTM . Anions in Water by Ion Chromatography |  | https://www.nemi.gov/methods/method_summary/4756/ | 9/7/2023 5:37:18 PM
700 | D4374 | Cyanide in Water by Automated Methods | ASTM |  |  |  | 8/12/2006 11:50:00 PM
701 | D4382 | Barium in Water by GFAA | ASTM | D4382 ~ ASTM . Barium in Water by GF-AAS |  | https://www.nemi.gov/methods/method_summary/9705/ | 9/7/2023 5:37:18 PM
702 | D4408 | Open-Channel Flow by Acoustic Means | ASTM |  |  |  | 8/12/2006 11:50:00 PM
703 | D4409 | Open-Channel Flow by RECM | ASTM |  |  |  | 8/12/2006 11:50:00 PM
704 | D4412 | Sulfate-Reducing Bacteria | ASTM | D4412 ~ ASTM . Sulfate-reducing Bacteria in Water |  | https://www.nemi.gov/methods/method_summary/5414/ | 9/7/2023 5:37:18 PM
705 | D4413 | Ethylene Oxide in Atmosphere | ASTM |  |  |  | 8/12/2006 11:50:00 PM
101209 | D445 | D445 ~ ASTM; Standard Test Method for Kinematic Viscosity of Transparent and Opaque Liquids (and Calculation of Dynamic Viscosity) | ASTM | https://store.astm.org/d0445-24.html |  |  | 7/3/2025 8:31:20 AM
706 | D4454 | Total and Respiring Bacteria | ASTM | D4454 ~ ASTM . Respiring Bacteria in Water |  | https://www.nemi.gov/methods/method_summary/5415/ | 9/7/2023 5:37:18 PM
707 | D4455 | Aquatic Bacteria by Epifluorescence | ASTM | D4455 ~ ASTM . Aquatic Bacteria by Epifluoresence Microscopy |  | https://www.nemi.gov/methods/method_summary/5416/ | 9/7/2023 5:37:18 PM
708 | D4458 | Chloride Ions in Saline Waters | ASTM | D4458 ~ ASTM . Chloride in Water |  | https://www.nemi.gov/methods/method_summary/5417/ | 9/7/2023 5:37:18 PM
709 | D4478(A) | D4478 A ~ Immediate Oxygen Uptake | ASTM |  |  |  | 6/26/2019 4:12:46 PM
710 | D4478(B) | D4478 B ~ Total Oxygen Uptake | ASTM |  |  |  | 6/26/2019 4:12:46 PM
711 | D4490 | Gases/Vapors by Detector Tubes | ASTM |  |  |  | 8/12/2006 11:50:00 PM
712 | D4517 | Silica in Water by FLAA | ASTM |  |  |  | 8/12/2006 11:50:00 PM
713 | D4657 | PAHs in Water by HPLC/UV | ASTM |  |  |  | 8/12/2006 11:50:00 PM
714 | D4658 | Sulfide Ion in Water by ISE | ASTM | D4658 ~ ASTM . Sulfide in Water |  | https://www.nemi.gov/methods/method_summary/5418/ | 9/7/2023 5:37:18 PM
715 | D4691 | Elements in Water Using FLAA | ASTM |  |  |  | 8/12/2006 11:50:00 PM
716 | D4744 | Organic Halides in Water | ASTM |  |  |  | 8/12/2006 11:50:00 PM
717 | D4763 | Organics by Fluorescence Spectroscopy | ASTM |  |  |  | 8/12/2006 11:50:00 PM
718 | D4765 | Fluorides in the Workplace Atmospheres | ASTM |  |  |  | 8/12/2006 11:50:00 PM
719 | D4766 | Vinyl Chloride in Atmosphere | ASTM |  |  |  | 8/12/2006 11:50:00 PM
720 | D4779 | Total, Organic and Inorganic Carbon | ASTM |  |  |  | 8/12/2006 11:50:00 PM
721 | D4785 | Low Level Iodine-131 in Water | ASTM | D4785 ~ ASTM . Low-Level Iodine-131 in Water |  | https://www.nemi.gov/methods/method_summary/5419/ | 9/7/2023 5:37:18 PM
722 | D4839 | Total Carbon and Organic Carbon in Water | ASTM |  |  |  | 8/12/2006 11:50:00 PM
723 | D4856 | Sulfuric Acid Mist in Atmosphere | ASTM |  |  |  | 8/12/2006 11:50:00 PM
724 | D4861 | Pesticides and PCBs | ASTM |  |  |  | 8/12/2006 11:50:00 PM
725 | D4913 | Hydrogen Sulfide in Air | ASTM |  |  |  | 8/12/2006 11:50:00 PM
726 | D4922 | Radioactive Iron in Water | ASTM |  |  |  | 8/12/2006 11:50:00 PM
727 | D4947 | Chlordane and Heptachlor Residues | ASTM |  |  |  | 8/12/2006 11:50:00 PM
100466 | D4959 | Water Content of Soil by Direct Heating | ASTM |  |  |  | 11/1/2018 8:59:33 AM
728 | D4962 | NaI(Tl) Gamma-Ray Spectrometry of Water | ASTM |  |  |  | 8/12/2006 11:50:00 PM
729 | D4978(A) | D4978 A ~ Sulfides in Wastes - Lead Acetate Paper | ASTM |  |  |  | 6/26/2019 4:12:46 PM
730 | D4978(B) | D4978 B ~ Sulfides in Wastes - Gas Tube | ASTM |  |  |  | 6/26/2019 4:12:46 PM
731 | D4980(A) | D4980 A ~ pH in Waste - pH Paper | ASTM |  |  |  | 6/26/2019 4:12:46 PM
732 | D4980(B) | D4980 B ~ pH in Waste - pH Meter | ASTM |  |  |  | 6/26/2019 4:12:46 PM
733 | D4983 | Volatile Amines in Water | ASTM |  |  |  | 8/12/2006 11:50:00 PM
734 | D4994(A) | D4994 A ~ Recovery of Viruses by Adsorption | ASTM |  |  |  | 6/26/2019 4:12:46 PM
735 | D4994(B) | D4994 B ~ Recovery of Viruses by Sonication | ASTM |  |  |  | 6/26/2019 4:12:46 PM
736 | D5014 | Formaldehyde - Indoor Air, MBTH | ASTM |  |  |  | 8/12/2006 11:50:00 PM
737 | D5015 | pH of Atmosphere | ASTM |  |  |  | 8/12/2006 11:50:00 PM
738 | D5037 | Waterborne Petroleum Oils by HPLC | ASTM |  |  |  | 8/12/2006 11:50:00 PM
739 | D5049(A) | D5049 A ~ Cyanides in Waste - Chloramine T | ASTM |  |  |  | 6/26/2019 4:12:46 PM
740 | D5049(B) | D5049 B ~ Cyanides in Waste - Prussian Blue | ASTM |  |  |  | 6/26/2019 4:12:46 PM
741 | D5049(C) | D5049 C ~ Cyanides in Waste - Cyantesmo Paper | ASTM |  |  |  | 6/26/2019 4:12:46 PM
742 | D5049(D) | D5049 D ~ Cyanides in Waste - Gas Detector Tube | ASTM |  |  |  | 6/26/2019 4:12:46 PM
101211 | D5057 | D5057 ~ ASTM; Apparent Specific Gravity and Bulk Density of Waste | ASTM | https://store.astm.org/d5057-17.html |  |  | 7/22/2025 4:30:26 PM
743 | D5072 | Radon in Drinking Water | ASTM | D5072 ~ ASTM . Radon in Drinking Water |  | https://www.nemi.gov/methods/method_summary/5422/ | 9/7/2023 5:37:18 PM
744 | D5075 | Nicotine in Indoor Air - GC/NPD | ASTM |  |  |  | 8/12/2006 11:50:00 PM
745 | D5084 | Hydraulic Conductivity | ASTM |  |  |  | 8/12/2006 11:50:00 PM
746 | D5085 | Chloride, Nitrate and Sulfate | ASTM |  |  |  | 8/12/2006 11:50:00 PM
747 | D5086 | Ca, Mg, K and Na in Atmospheric Wet Dep. | ASTM |  |  |  | 8/12/2006 11:50:00 PM
748 | D5089 | Velocity of Water,electromagnetic meters | ASTM |  |  |  | 8/12/2006 11:50:00 PM
100712 | D511 A***retired*** D511(A) | DO NOT USE***D511 A ~ Standard Test Methods for Calcium and Magnesium In Water | ASTM | DO NOT USE ~ | duplicate records |  | 11/18/2024 5:21:34 PM
100713 | D511 B***retired*** D511(B) | DO NOT USE***D511 B ~ Calcium and Magnesium In Water by AAS | ASTM | DO NOT USE ~ | duplicate records |  | 11/18/2024 5:21:34 PM
749 | D511(A) | D511 A ~ Calcium and Magnesium in Water by Titration | ASTM | D511 A ~ ASTM . Calcium and Magnesium In Water by Complexometric Titration |  | https://www.nemi.gov/methods/method_summary/9712/ | 9/7/2023 5:37:18 PM
750 | D511(B) | D511 B ~ Calcium and Magnesium in Water by FLAA | ASTM | D511 B ~ ASTM . Calcium and Magnesium In Water by AAS |  | https://www.nemi.gov/methods/method_summary/9713/ | 9/7/2023 5:37:18 PM
100714 | D512 A***retired*** D512(A) | DO NOT USE***D512 A ~ Standard Test Methods for Chloride Ion In Water | ASTM | DO NOT USE ~ | duplicate records |  | 11/18/2024 5:21:34 PM
100715 | D512 B***retired*** D512(B) | DO NOT USE***D512 B ~ Chloride Ion In Water by Silver Nitrate Titration | ASTM | DO NOT USE ~ | duplicate records |  | 11/18/2024 5:21:34 PM
4673 | D512 D | D512 D ~ Chloride Ion In Water by Ion-Selective Electrode Method | ASTM | D512D / D512 D ~ ASTM . Chloride Ion In Water by Ion-Selective Electrode Method |  | https://www.nemi.gov/methods/method_summary/9718/ | 9/7/2023 5:37:19 PM
751 | D512(A) | D512 A ~ Chloride in Water by Mercurimetric Titration | ASTM | D512 A ~ ASTM . Chloride Ion In Water by Mercurimetric Titration |  | https://www.nemi.gov/methods/method_summary/9716/ | 9/7/2023 5:37:18 PM
752 | D512(B) | D512 B ~ Chloride in Water by Silver Nitrate Titration | ASTM | D512 B ~ ASTM . Chloride Ion In Water by Silver Nitrate Titration |  | https://www.nemi.gov/methods/method_summary/9715/ | 9/7/2023 5:37:18 PM
753 | D512(C) | D512 C ~ Chloride in Water by ISE-Cl | ASTM |  |  |  | 6/26/2019 4:12:46 PM
754 | D5128 | pH of Water of Low Conductivity | ASTM |  |  |  | 8/12/2006 11:50:00 PM
755 | D5129 | Flow of Water by Width Contractions | ASTM |  |  |  | 8/12/2006 11:50:00 PM
756 | D513(A) | D513 A ~ Total and Dissolved CO2 - Gas Sensing Electrode | ASTM |  |  |  | 6/26/2019 4:12:46 PM
757 | D513(B) | D513 B ~ Total and Dissolved CO2 - Coulometric Titration | ASTM |  |  |  | 6/26/2019 4:12:46 PM
758 | D5130 | Flow of Water Indirectly by Slope AreaD8083-16 | ASTM |  |  |  | 4/3/2020 9:20:08 PM
759 | D514 | Hydroxide Ion in Water(discontinued 05/96) | ASTM |  |  |  | 8/12/2006 11:50:00 PM
760 | D5149 | Ozone in Atmosphere - Chemiluminescence | ASTM |  |  |  | 8/12/2006 11:50:00 PM
4674 | D515 | Phosphorus in Water by manual single reagent | ASTM | D515 ~ ASTM . Phosphorus in Water by manual single reagent |  | https://www.nemi.gov/methods/method_summary/9811/ | 9/7/2023 5:37:19 PM
761 | D515(A) | D515 A ~ Phosphorus in Water by Colorimetric Reduction | ASTM |  |  |  | 6/26/2019 4:12:46 PM
762 | D515(B) | D515 B ~ Phosphorus in Water by Digestion/Colorimetric Reduction | ASTM |  |  |  | 6/26/2019 4:12:46 PM
763 | D516 | Sulfate in Water by Turbidimeter | ASTM | D516 ~ ASTM . Sulfate in Water by Turbidimitry |  | https://www.nemi.gov/methods/method_summary/4758/ | 9/7/2023 5:37:18 PM
100920 | D516-16 | D516-16 ~ ASTM; Standard Test Method for Sulfate Ion in Water | ASTM | D516-16 ~ ASTM . https://www.astm.org/d0516-16.html |  |  | 9/7/2023 5:37:21 PM
10022 | D516-90 | Standard Test Method for Sulfate Ion in Water | ASTM |  |  |  | 12/7/2011 12:55:29 PM
764 | D5173 | Carbon Compounds in Water | ASTM |  |  |  | 8/12/2006 11:50:00 PM
765 | D5174 | Uranium in Water by Phosphorimetry | ASTM | D5174 ~ ASTM . Uranium, Trace, in Water by Pulsed-Laser Phosphorimetry |  | https://www.nemi.gov/methods/method_summary/5423/ | 9/7/2023 5:37:18 PM
766 | D5175 | Organohalide Pesticides and PCBs by GC | ASTM | D5175 ~ ASTM . Organohalide Pesticides and PCBs in Water |  | https://www.nemi.gov/methods/method_summary/5424/ | 9/7/2023 5:37:18 PM
767 | D5176 | Nitrogen in Water by Pyrolysis Detection | ASTM | D5176 ~ ASTM . Nitrogen, Chemically Bound, in Water |  | https://www.nemi.gov/methods/method_summary/5425/ | 9/7/2023 5:37:18 PM
768 | D5243 | Open-Channel Flow of Water at Culverts | ASTM |  |  |  | 8/12/2006 11:50:00 PM
769 | D5244 | Recovery of Enteroviruses from Waters | ASTM |  |  |  | 8/12/2006 11:50:00 PM
770 | D5246 | Pseudomonas aeruginosa | ASTM | D5246 ~ ASTM . Pseudomonas aeruginosa in Water |  | https://www.nemi.gov/methods/method_summary/5426/ | 9/7/2023 5:37:18 PM
771 | D5257 | Chromium in Water by Ion Chromatography | ASTM | D5257 ~ ASTM . Chromium, Hexavalent, in Water by Ion Chromatography |  | https://www.nemi.gov/methods/method_summary/5427/ | 9/7/2023 5:37:18 PM
772 | D5259 | Isolation and Enumeration of Enterococci | ASTM |  |  |  | 8/12/2006 11:50:00 PM
773 | D5315 | Carbamate Pesticides in Water by HPLC | ASTM | D5315 ~ ASTM . Standard Test Method for Carbamates in Water |  | https://www.nemi.gov/methods/method_summary/5428/ | 9/7/2023 5:37:18 PM
774 | D5316 | EDB and DBCP by Microextraction and GC | ASTM | D5316 ~ ASTM . 1,2-Dibromoethane and 1,2-Dibromo-3-Chloropropane in Water |  | https://www.nemi.gov/methods/method_summary/5429/ | 9/7/2023 5:37:18 PM
775 | D5317 | Chlorinated Organic Acid Compounds by GC | ASTM | D5317 ~ ASTM . Chlorinated Organic Acids in Water |  | https://www.nemi.gov/methods/method_summary/5430/ | 9/7/2023 5:37:18 PM
100911 | D5368 | Gravimetric Determination of Total Solvent Extractable Content (TSEC) of Solid Waste Samples (Withdrawn 2014) | ASTM | D5368 ~ ASTM . https://www.astm.org/standards/d5368 |  |  | 9/7/2023 5:37:21 PM
4675 | D5388 | Discharge, Indirect, by Step-Backwater | ASTM | D5388 ~ ASTM . Discharge, Indirect, by Step-Backwater |  | https://www.nemi.gov/methods/method_summary/5431/ | 9/7/2023 5:37:19 PM
776 | D5389 | Open-Channel Flow Measurement by Acoustic Velocity Meter | ASTM | D5389 ~ ASTM . Flow Measurments by Acoustic Velocity Meter (AVM) |  | https://www.nemi.gov/methods/method_summary/5461/ | 9/7/2023 5:37:18 PM
777 | D5390 | Open-Channel Flow Measurement by Palmer-Bowlus Flumes | ASTM | D5390 ~ ASTM . Flow Measurement with Palmer-Bowlus Flume |  | https://www.nemi.gov/methods/method_summary/5432/ | 9/7/2023 5:37:18 PM
778 | D5391 | Electrical Conductivity and Resistivity | ASTM |  |  |  | 8/12/2006 11:50:00 PM
779 | D5392 | Isolation and Enumeration of E. coli Bacteria | ASTM | D5392 ~ ASTM . E. Coli in Water |  | https://www.nemi.gov/methods/method_summary/5462/ | 9/7/2023 5:37:18 PM
780 | D5412 | Polycyclic Aromatic Hydrocarbon Mixtures | ASTM | D5412 ~ ASTM . PAHs and Petroleum Oils in Water |  | https://www.nemi.gov/methods/method_summary/5433/ | 9/7/2023 5:37:18 PM
781 | D5413(A) | D5413 A ~ Water Levels Using Nonrecording Devices | ASTM | D5413A ~ ASTM . Nonrecording water-level measurement devices (Test Method A) |  | https://www.nemi.gov/methods/method_summary/5463/ | 9/7/2023 5:37:18 PM
782 | D5413(B) | D5413 B ~ Water Levels Using Recording Devices | ASTM | D5413B ~ ASTM . Recording water-level measurement devices (Test Method B) |  | https://www.nemi.gov/methods/method_summary/5464/ | 9/7/2023 5:37:18 PM
783 | D5413(C) | D5413 C ~ Water Levels Using Remote Interrogation | ASTM | D5413C ~ ASTM . Remote-interrogation water-level measurement devices (Test Method C) |  | https://www.nemi.gov/methods/method_summary/5465/ | 9/7/2023 5:37:18 PM
784 | D5462 | On-Line Measurement of Low Level DO | ASTM |  |  |  | 8/12/2006 11:50:00 PM
785 | D5464(A) | D5464 A ~ pH of Water of Low Conductivity | ASTM |  |  |  | 6/26/2019 4:12:46 PM
786 | D5464(B) | D5464 B ~ pH of Water of Low Conductivity | ASTM |  |  |  | 6/26/2019 4:12:46 PM
787 | D5465(A) | D5465 A ~ Microbial Counts from Waters by Plating | ASTM |  |  |  | 6/26/2019 4:12:46 PM
788 | D5465(B) | D5465 B ~ Microbial Counts from Waters by Plating | ASTM |  |  |  | 6/26/2019 4:12:46 PM
789 | D5465(C) | D5465 C ~ Microbial Counts from Water by Plating | ASTM |  |  |  | 6/26/2019 4:12:46 PM
790 | D5475 | Nitrogen and Phosphorus Pesticides in Water | ASTM | D5475 ~ ASTM . Nitrogen and Phosphorus-Containing Pesticides |  | https://www.nemi.gov/methods/method_summary/5434/ | 9/7/2023 5:37:18 PM
4676 | D5543A | D5543A ~ Color Comparator Test Method Using Self-Filling Glass Ampoules (Test Method A) | ASTM | D5543A ~ ASTM . Color Comparator Test Method Using Self-Filling Glass Ampoules (Test Method A) |  | https://www.nemi.gov/methods/method_summary/5467/ | 9/7/2023 5:37:19 PM
4677 | D5543B | D5543B ~ Instrument Test Method Using Self-Filling Glass Ampoules (Test Method B) | ASTM | D5543B ~ ASTM . Instrument Test Method Using Self-Filling Glass Ampoules (Test Method B) |  | https://www.nemi.gov/methods/method_summary/5468/ | 9/7/2023 5:37:19 PM
4678 | D5544 | Residue in Water | ASTM | D5544 ~ ASTM . Residue in Water |  | https://www.nemi.gov/methods/method_summary/5435/ | 9/7/2023 5:37:19 PM
4679 | D5613 | Travel Time | ASTM | D5613 ~ ASTM . Travel Time |  | https://www.nemi.gov/methods/method_summary/5436/ | 9/7/2023 5:37:19 PM
4680 | D5614 | Open Channel Flow Measurement of Water | ASTM | D5614 ~ ASTM . Open Channel Flow Measurement of Water |  | https://www.nemi.gov/methods/method_summary/5454/ | 9/7/2023 5:37:19 PM
4681 | D5673 | Elements in Water by ICP-MS | ASTM | D5673 ~ ASTM . Elements in Water by ICP-MS |  | https://www.nemi.gov/methods/method_summary/4780/ | 9/7/2023 5:37:19 PM
4682 | D5790 | Purgeable Organic Compounds in Water | ASTM | D5790 ~ ASTM . Purgeable Organic Compounds in Water |  | https://www.nemi.gov/methods/method_summary/5455/ | 9/7/2023 5:37:19 PM
4683 | D5811 | Strontium-90 in Water | ASTM | D5811 ~ ASTM . Strontium-90 in Water |  | https://www.nemi.gov/methods/method_summary/5453/ | 9/7/2023 5:37:19 PM
4684 | D5812 | Organochlorine Pesticides in Water by Capillary Column by GC/ECD | ASTM | D5812 ~ ASTM . Organochlorine Pesticides in Water by Capillary Column by GC/ECD |  | https://www.nemi.gov/methods/method_summary/4779/ | 9/7/2023 5:37:19 PM
4685 | D5904 | Carbon (all forms) in Water | ASTM | D5904 ~ ASTM . Carbon (all forms) in Water |  | https://www.nemi.gov/methods/method_summary/5452/ | 9/7/2023 5:37:19 PM
4686 | D5907 | Matter, Filterable and Nonfilterable, in Water | ASTM | D5907 ~ ASTM . Matter, Filterable and Nonfilterable, in Water |  | https://www.nemi.gov/methods/method_summary/5451/ | 9/7/2023 5:37:19 PM
4687 | D5916 | Clostridium perfringens from Water and Extracted Sediments | ASTM | D5916 ~ ASTM . Clostridium perfringens from Water and Extracted Sediments |  | https://www.nemi.gov/methods/method_summary/5450/ | 9/7/2023 5:37:20 PM
4688 | D5996 | Anionic Contaminants in High-Purity Water by On-Line Ion Chromatography | ASTM | D5996 ~ ASTM . Anionic Contaminants in High-Purity Water by On-Line Ion Chromatography |  | https://www.nemi.gov/methods/method_summary/5449/ | 9/7/2023 5:37:20 PM
4689 | D5997 | Carbon (all forms), On-Line Measurement in Water | ASTM | D5997 ~ ASTM . Carbon (all forms), On-Line Measurement in Water |  | https://www.nemi.gov/methods/method_summary/5448/ | 9/7/2023 5:37:20 PM
4690 | D6071 | Sodium by GFAA | ASTM | D6071 ~ ASTM . Sodium by GFAA |  | https://www.nemi.gov/methods/method_summary/5447/ | 9/7/2023 5:37:20 PM
4691 | D6238 | Oxygen Demand in Water | ASTM | D6238 ~ ASTM . Oxygen Demand in Water |  | https://www.nemi.gov/methods/method_summary/5446/ | 9/7/2023 5:37:20 PM
4692 | D6239 | Uranium in Drinking Water | ASTM | D6239 ~ ASTM . Uranium in Drinking Water |  | https://www.nemi.gov/methods/method_summary/5466/ | 9/7/2023 5:37:20 PM
4693 | D6303 | Formaldehyde in Water | ASTM | D6303 ~ ASTM . Formaldehyde in Water |  | https://www.nemi.gov/methods/method_summary/5437/ | 9/7/2023 5:37:20 PM
4604 | D6317 | Carbon (all forms) in Water | ASTM | D6317 ~ ASTM . Carbon (all forms) in Water |  | https://www.nemi.gov/methods/method_summary/5438/ | 9/7/2023 5:37:19 PM
4694 | D6501 | Phosphonates in Brines | ASTM | D6501 ~ ASTM . Phosphonates in Brines |  | https://www.nemi.gov/methods/method_summary/5439/ | 9/7/2023 5:37:20 PM
4695 | D6502 | Particulate and Dissolved Matter by XRF | ASTM | D6502 ~ ASTM . Particulate and Dissolved Matter by XRF |  | https://www.nemi.gov/methods/method_summary/5440/ | 9/7/2023 5:37:20 PM
3037 | D6503 | Standard Test Method for Enterococci in Water Using Enterolert | ASTM | D6503 ~ ASTM . Enterococci in Water |  | https://www.nemi.gov/methods/method_summary/5441/ | 9/7/2023 5:37:19 PM
3152 | D6503-99 | Standard Test Method for Enterococci in Water Using Enterolert | ASTM |  |  |  | 7/31/2009 3:00:00 PM
4696 | D6508 | Anions in Water by CIE-UV | ASTM | D6508 ~ ASTM . Anions in Water by CIE-UV |  | https://www.nemi.gov/methods/method_summary/5442/ | 9/7/2023 5:37:20 PM
4697 | D6569 | pH, On-Line Measurement | ASTM | D6569 ~ ASTM . pH, On-Line Measurement |  | https://www.nemi.gov/methods/method_summary/5443/ | 9/7/2023 5:37:20 PM
4698 | D6581 | Oxyhalides in Water | ASTM | D6581 ~ ASTM . Oxyhalides in Water |  | https://www.nemi.gov/methods/method_summary/5444/ | 9/7/2023 5:37:20 PM
4699 | D6592 | Water Quality by Chemiluminesence | ASTM | D6592 ~ ASTM . Water Quality by Chemiluminesence |  | https://www.nemi.gov/methods/method_summary/5445/ | 9/7/2023 5:37:20 PM
4700 | D6888 | Available Cyanide in water with Ligand Displacement and FIA Utilizing Gas Diffusion Separation and Amperometric Detectio | ASTM | D6888 ~ ASTM . Available Cyanide in water with Ligand Displacement and FIA Utilizing Gas Diffusion Separation and Amperometric Detection |  | https://www.nemi.gov/methods/method_summary/9739/ | 9/7/2023 5:37:20 PM
101210 | D6888-09 | D6888-09 ~ ASTM; Standard Test Method for Available Cyanides with Ligand Displacement and Flow Injection Analysis (FIA) Utilizing Gas Diffusion Separation and Amperometric Detection | ASTM | https://store.astm.org/d6888-16.html |  |  | 7/3/2025 8:31:20 AM
100548 | D6913 | Standard Test Methods for Particle-Size Distribution (Gradation) of Soils Using Sieve Analysis | ASTM | This test method uses a square opening sieve criterion in determining the gradation of soil between the 3-in. (75-mm) and No. 200 (75-µm) sieves. |  |  | 1/11/2021 2:19:47 PM
100547 | D6913M | Standard Test Methods for Particle-Size Distribution (Gradation) of Soils Using Sieve Analysis (percentage passing) | ASTM | The percentage (by mass) passing each sieve size is recorded to the nearest 0.1?%. This method is only applicable for single sieve-set sieving and when the maximum particle size is equal to or less than the No. 4 (4.75-mm) sieve. |  |  | 1/11/2021 2:19:47 PM
4701 | D6919 | Dissolved Alkali and Alkaline Earth Cations and Ammonium in Water and Wastewater by IC | ASTM | D6919 ~ ASTM . Dissolved Alkali and Alkaline Earth Cations and Ammonium in Water and Wastewater by IC |  | https://www.nemi.gov/methods/method_summary/9702/ | 9/7/2023 5:37:20 PM
3042 | D6919-03 | Dissolved Alkali, Alkaline Earth Cations and Ammonium by Ion Chromatography | ASTM |  |  |  | 7/31/2009 3:00:00 PM
100023 | D6919-09 | Determination of Diss. Alkali and Ammonium in Water and Wastewater by Ion Chromatography | ASTM |  |  |  | 6/1/2016 7:25:02 AM
100539 | D6919-17 | Determination of Dissolved Alkali and Ammonium in Water and Wastewater by Ion Chromatography | ASTM | Standard Test Method for Determination of Dissolved Alkali and Alkaline Earth Cations and Ammonium in Water and Wastewater by Ion Chromatography. https://www.astm.org/Standards/D6919.htm Active Standard ASTM D6919 ¦ Developed by Subcommittee: D19.05 Book of Standards Volume: 11.02 |  |  | 11/9/2020 7:36:41 PM
791 | D698 | Compaction Characteristics of Soil | ASTM |  |  |  | 8/12/2006 11:50:00 PM
100024 | D7065-11 | Nonylphenol, Bisphenol A, p-tert-Octylphenol, Nonylphenol Monoethoxylate and Diethoxylate in Envtl. Waters by GC/MS | ASTM | Standard Test Method for Determination of Nonylphenol, Bisphenol A, p-tert -Octylphenol, Nonylphenol Monoethoxylate and Nonylphenol Diethoxylate in Environmental Waters by Gas Chromatography Mass Spectrometry. http://www.astm.org/Standards/D7065.htm |  |  | 4/14/2023 3:56:47 PM
100510 | D7237 | D7237 ~ Free Cyanide & Aquatic Free Cyanide and Aquatic Free Cyanide w/flow | ASTM | Standard Test Method for Free Cyanide and Aquatic Free Cyanide with Flow Injection Analysis (FIA) Utilizing Gas Diffusion Separation and Amperometric Detection |  | https://www.astm.org/Standards/D7237.htm | 4/3/2020 9:20:08 PM
100545 | D7284 | Total Cyanide in Water by Micro Distillation followed by Flow Injection Analysis with Gas Diffusion Separation and Amperometric Detection | ASTM | https://infostore.saiglobal.com/en-us/Standards/ASTM-D-7284-2013-154898_SAIG_ASTM_ASTM_2648150/ |  |  | 4/14/2023 3:56:48 PM
100909 | D7315-07a | Standard Test Method for Determination of Turbidity Above 1 Turbidity Unit (TU) in Static Mode | ASTM | D7315-07a ~ ASTM . Standard Test Method for Determination of Turbidity Above 1 Turbidity Unit (TU) in Static Mode |  |  | 9/7/2023 5:37:21 PM
100137 | D7315-12 | Standard Test Method for Determination of Turbidity Above 1 Turbidity Unit (TU) in Static Mode | ASTM | D7315-12 ~ ASTM . Standard Test Method for Determination of Turbidity Above 1 Turbidity Unit (TU) in Static Mode |  |  | 9/7/2023 5:37:21 PM
101149 | D7363 | D7363 ~ ASTM; Polycyclic Aromatics in Sediment Pore Water Using SPME and GC/MS (SIM) | ASTM | Determination of Parent and Alkyl Polycyclic Aromatics in Sediment Pore Water Using Solid-Phase Microextraction and Gas Chromatography/Mass Spectrometry in Selected Ion Monitoring Mode; https://www.astm.org/d7363-13ar21e01.html |  |  | 9/18/2024 4:32:00 PM
100525 | D7511-12 | Standard Test Method for Total Cyanide by Segmented Flow Injection Analysis, In-Line Ultraviolet Digestion and Amperometric Detection | ASTM | https://www.astm.org/DATABASE.CART/HISTORICAL/D7511-12.htm |  |  | 8/14/2020 12:17:26 AM
100517 | D7781 | Nitrite-Nitrate in Water by Nitrate Reductase | ASTM | https://www.astm.org/Standards/D7781.htm |  |  | 4/16/2020 2:18:45 PM
100546 | D7928 | Standard Test Method for Particle-Size Distribution (Gradation) of Fine-Grained Soils Using the Sedimentation (Hydrometer) Analysis | ASTM |  |  |  | 1/11/2021 2:19:47 PM
100511 | D8083-16 | Standard Test Method for Total Nitrogen, and Total Kjeldahl Nitrogen (TKN) by Calculation, in Water by High Temperature | ASTM |  |  |  | 4/3/2020 9:20:08 PM
792 | D854 | Specific Gravity of Soils | ASTM |  |  |  | 8/12/2006 11:50:00 PM
793 | D857 | Aluminum in Water by FLAA | ASTM | D857 ~ ASTM . Aluminum by FLAA |  | https://www.nemi.gov/methods/method_summary/5407/ | 9/7/2023 5:37:18 PM
794 | D857(A) | D857 A ~ Aluminum in Water by FLAA (discontinued 1988) | ASTM |  |  |  | 6/26/2019 4:12:46 PM
795 | D857(B) | D857 B ~ Aluminum in Water by Chelation and FLAA (discontinued 1988) | ASTM |  |  |  | 6/26/2019 4:12:46 PM
796 | D857(C) | D857 C ~ Aluminum in Water by FLAA (discontinued 1988) | ASTM |  |  |  | 6/26/2019 4:12:46 PM
100716 | D858 A***retired*** D858(A) | DO NOT USE***D858 A ~ Manganese in Water by Direct AA | ASTM | DO NOT USE ~ | duplicate records |  | 11/18/2024 5:21:34 PM
100717 | D858 B***retired*** D858(B) | DO NOT USE***D858 B ~ Manganese in Water by Chelation-Extraction /AA | ASTM | DO NOT USE ~ | duplicate records |  | 11/18/2024 5:21:34 PM
100718 | D858 C***retired*** D858(C) | DO NOT USE***D858 C ~ Standard Test Methods for Manganese in Water, condensate from a medium BTU coal gasification process | ASTM | DO NOT USE ~ | duplicate records |  | 11/18/2024 5:21:34 PM
797 | D858(A) | D858 A ~ Manganese in Water by FLAA | ASTM | D858 A ~ ASTM . Manganese in Water by Direct AA |  | https://www.nemi.gov/methods/method_summary/9762/ | 9/7/2023 5:37:18 PM
798 | D858(B) | D858 B ~ Manganese in Water by Chelation and FLAA | ASTM | D858 B ~ ASTM . Manganese in Water by Chelation-Extraction /AA |  | https://www.nemi.gov/methods/method_summary/9763/ | 9/7/2023 5:37:18 PM
799 | D858(C) | D858 C ~ Manganese in Water by GFAA | ASTM | D858 C ~ ASTM . Manganese in Water by GF-AAS |  | https://www.nemi.gov/methods/method_summary/9764/ | 9/7/2023 5:37:18 PM
800 | D859 | Silica in Water by Colorimetry | ASTM | D859 ~ ASTM . Silica in Water by |  | https://www.nemi.gov/methods/method_summary/9823/ | 9/7/2023 5:37:18 PM
801 | D888(A) | D888 A ~ High Level Dissolved Oxygen by Titration | ASTM | D888 A ~ ASTM . Dissolved Oxygen in Water by Titrimetric Procedure-High Level |  | https://www.nemi.gov/methods/method_summary/9813/ | 9/7/2023 5:37:18 PM
802 | D888(B) | D888 B ~ Dissolved Oxygen by Instrumental Probe | ASTM | D888 B ~ ASTM . Dissolved Oxygen in Water by Instrumental Probe Procedure |  | https://www.nemi.gov/methods/method_summary/9814/ | 9/7/2023 5:37:18 PM
3079 | D888(C) | D888 C ~ Dissolved Oxygen by Luminescence-based Sensor | ASTM |  |  |  | 6/26/2019 4:12:51 PM
100456 | D888-05 | Standard Test Methods for Dissolved Oxygen in Water | ASTM | Supersede by ASTM D888 - 18 |  |  | 8/8/2018 7:42:53 AM
100887 | D888-12 | Standard Test Methods for Dissolved Oxygen in Water | ASTM | D888-12 ~ ASTM . Test Method A - Titrimetric Procedure-High Level . Test Method B - Instrumental Probe Procedure Electrochemical . Test Method C - Instrumental Probe Procedure Luminescence-Based Sensor https://www.astm.org/DATABASE.CART/HISTORICAL/D888-12.htm |  |  | 9/7/2023 5:37:21 PM
100928 | D888-18 | D888-18 ~ ASTM; Standard Test Methods for Dissolved Oxygen in Water | ASTM | These test methods cover the determination of dissolved oxygen in water. Three test methods are given as follows: Test Method A-Titrimetric Procedure-High Level, Test Method B-Instrumental Probe Procedure-Electrochemical, Test Method C-Instrumental Probe Procedure-Luminescence-Based Sensor |  |  | 12/2/2022 4:54:52 AM
100458 | D888-18(A) | Standard Test Methods for Dissolved Oxygen in Water, Test Method A-Titrimetric Procedure-High Level | ASTM | https://reference.globalspec.com/standard/4472867/astm-d888-18 |  |  | 9/11/2018 7:58:43 AM
100459 | D888-18(B) | Standard Test Methods for Dissolved Oxygen in Water, Test Method B-Instrumental Probe Procedure-Electrochemical | ASTM | https://reference.globalspec.com/standard/4472867/astm-d888-18 |  |  | 9/11/2018 7:58:43 AM
100460 | D888-18(C) | Standard Test Methods for Dissolved Oxygen in Water,Test Method C-Instrumental Probe Procedure-Luminescence-Based Sensor | ASTM | https://reference.globalspec.com/standard/4472867/astm-d888-18 |  |  | 9/11/2018 7:58:43 AM
100025 | D888-87 | Determination of Dissolved Oxygen in Natural and Wastewaters | ASTM | Colorimetric Indigo Carmine, Test Method A. Gilbert, T. W., Behymer, T. D., Casta±eda, H. B., Determination of Dissolved Oxygen in Natural and Wastewaters, American Laboratory, March 1982, pp. 119-134. |  |  | 6/1/2016 7:25:02 AM
100358 | D888-92(A) | Dissolved Oxygen in Water by Titrimetric Procedure-High Level | ASTM |  |  | https://www.nemi.gov/methods/method_summary/9813/ | 4/2/2018 6:59:06 AM
3151 | D93-07 | Standard Test Methods for Flash Point by Pensky-Martens Closed Cup Tester | ASTM |  |  |  | 7/31/2009 3:00:00 PM
5233 | D93-08 | Standard Test Methods for Flash Point by Pensky-Martens Closed Cup Tester | ASTM | http://www.astm.org/DATABASE.CART/HISTORICAL/D93-08.htm |  |  | 4/14/2023 3:56:47 PM
100584 | D93-79 | Standard Test Methods for Flash Point by Pensky-Martens Closed Cup Tester | ASTM | Standard Test Methods for Flash Point by Pensky-Martens Closed Cup Tester. https://www.astm.org/Standards/D93 |  |  | 8/2/2021 3:28:44 PM
100585 | D93-80 | Standard Test Methods for Flash Point by Pensky-Martens Closed Cup Tester | ASTM | Standard Test Methods for Flash Point by Pensky-Martens Closed Cup Tester. https://www.astm.org/Standards/D93 |  |  | 8/2/2021 3:28:44 PM
803 | D932 | Iron Bacteria in Water and Deposits | ASTM |  |  |  | 8/12/2006 11:50:00 PM
804 | D934(A) | D934 A ~ Crystalline Compounds in Water Deposits | ASTM |  |  |  | 6/26/2019 4:12:46 PM
805 | D934(B) | D934 B ~ Crystalline Compounds in Water Deposits | ASTM |  |  |  | 6/26/2019 4:12:46 PM
101207 | D971 | D971 ~ ASTM; Standard Test Method for Interfacial Tension of Insulating Liquids Against Water by the Ring Method | ASTM | https://store.astm.org/d0971-20.html |  |  | 7/3/2025 8:31:20 AM
5050 | DATA QUALITY (DEFT) | Data Quality Objectives Decision Error Feasibility Trials (DEFT) Software | USEPA | A ~ EPA-QUALITY . Data Quality Objectives Decision Error Feasibility Trials (DEFT) Software |  | https://www.nemi.gov/methods/sams_method_summary/11573/ | 9/7/2023 5:37:21 PM
5056 | DATA QUALITY GUIDE | U.S. Environmental Protection Agency | USEPA | Data Quality Assessment: A Reviewer's Guide ~ EPA-QUALITY . U.S. Environmental Protection Agency |  | https://www.nemi.gov/methods/sams_method_summary/11927/ | 9/7/2023 5:37:21 PM
5054 | DATA QUALITY SYS PLN | Guidance on Systematic Planning Using the Data Quality Objectives Process | USEPA | C ~ EPA-QUALITY . Guidance on Systematic Planning Using the Data Quality Objectives Process |  | https://www.nemi.gov/methods/sams_method_summary/11572/ | 9/7/2023 5:37:21 PM
5055 | DATA STABLE ISOTOPES | Phillips, Donald L. | USEPA | Data Analysis Methods and Models for Stable Isotopes ~ EPA . Phillips, Donald L. |  | https://www.nemi.gov/methods/sams_method_summary/11955/ | 9/7/2023 5:37:21 PM
5089 | DECISION INFO SYSTEM | U.S. Environmental Protection Agency Office of Research and Development | USEPA | The Causal Analysis/Diagnosis Decision Information System ~ EPA . U.S. Environmental Protection Agency Office of Research and Development |  | https://www.nemi.gov/methods/sams_method_summary/11937/ | 9/7/2023 5:37:21 PM
100273 | DensiometerModelA | Convex Spherical Densiometer (model A) (Lemmon, 1957) | NARS_WQX |  |  |  | 2/26/2018 4:20:55 PM
101113 | Dickson SOP 1 | Water sampling for the parameters of the oceanic carbon dioxide system | USDOC/NOAA | Guide to Best Practices for Ocean CO2 Measurements: https://www.ncei.noaa.gov/access/ocean-carbon-acidification-data-system/oceans/Handbook_2007.html |  | https://www.ncei.noaa.gov/access/ocean-carbon-acidification-data-system/oceans/Handbook_2007/Guide_all_in_one.pdf | 5/8/2024 3:16:53 PM
101114 | Dickson SOP 11 | Gravimetric calibration of the volume of a gas loop using water | USDOC/NOAA | Guide to Best Practices for Ocean CO2 Measurements: https://www.ncei.noaa.gov/access/ocean-carbon-acidification-data-system/oceans/Handbook_2007.html |  | https://www.ncei.noaa.gov/access/ocean-carbon-acidification-data-system/oceans/Handbook_2007/Guide_all_in_one.pdf | 5/8/2024 3:16:53 PM
101115 | Dickson SOP 12 | Gravimetric calibration of volume delivered using water | USDOC/NOAA | Guide to Best Practices for Ocean CO2 Measurements: https://www.ncei.noaa.gov/access/ocean-carbon-acidification-data-system/oceans/Handbook_2007.html |  | https://www.ncei.noaa.gov/access/ocean-carbon-acidification-data-system/oceans/Handbook_2007/Guide_all_in_one.pdf | 5/8/2024 3:16:53 PM
101116 | Dickson SOP 13 | Gravimetric calibration of volume contained using water | USDOC/NOAA | Guide to Best Practices for Ocean CO2 Measurements: https://www.ncei.noaa.gov/access/ocean-carbon-acidification-data-system/oceans/Handbook_2007.html |  | https://www.ncei.noaa.gov/access/ocean-carbon-acidification-data-system/oceans/Handbook_2007/Guide_all_in_one.pdf | 5/8/2024 3:16:53 PM
101119 | Dickson SOP 14 | Procedure for preparing sodium carbonate solutions for the calibration of coulometric CT measurements | USDOC/NOAA | Guide to Best Practices for Ocean CO2 Measurements: https://www.ncei.noaa.gov/access/ocean-carbon-acidification-data-system/oceans/Handbook_2007.html |  | https://www.ncei.noaa.gov/access/ocean-carbon-acidification-data-system/oceans/Handbook_2007/Guide_all_in_one.pdf | 5/8/2024 3:16:54 PM
101117 | Dickson SOP 2 | Determination of total dissolved inorganic carbon in sea water | USDOC/NOAA | Guide to Best Practices for Ocean CO2 Measurements: https://www.ncei.noaa.gov/access/ocean-carbon-acidification-data-system/oceans/Handbook_2007.html |  | https://www.ncei.noaa.gov/access/ocean-carbon-acidification-data-system/oceans/Handbook_2007/Guide_all_in_one.pdf | 5/8/2024 3:16:53 PM
101118 | Dickson SOP 21 | Applying air buoyancy corrections | USDOC/NOAA | Guide to Best Practices for Ocean CO2 Measurements: https://www.ncei.noaa.gov/access/ocean-carbon-acidification-data-system/oceans/Handbook_2007.html |  | https://www.ncei.noaa.gov/access/ocean-carbon-acidification-data-system/oceans/Handbook_2007/Guide_all_in_one.pdf | 5/8/2024 3:16:54 PM
101111 | Dickson SOP 22 | Preparation of control charts | USDOC/NOAA | Guide to Best Practices for Ocean CO2 Measurements: https://www.ncei.noaa.gov/access/ocean-carbon-acidification-data-system/oceans/Handbook_2007.html |  | https://www.ncei.noaa.gov/access/ocean-carbon-acidification-data-system/oceans/Handbook_2007/Guide_all_in_one.pdf | 5/8/2024 3:16:53 PM
101112 | Dickson SOP 23 | Statistical techniques used in quality assessment | USDOC/NOAA | Guide to Best Practices for Ocean CO2 Measurements: https://www.ncei.noaa.gov/access/ocean-carbon-acidification-data-system/oceans/Handbook_2007.html |  | https://www.ncei.noaa.gov/access/ocean-carbon-acidification-data-system/oceans/Handbook_2007/Guide_all_in_one.pdf | 5/8/2024 3:16:53 PM
101120 | Dickson SOP 24 | Calculation of the fugacity of carbon dioxide in the pure gas or in air | USDOC/NOAA | Guide to Best Practices for Ocean CO2 Measurements: https://www.ncei.noaa.gov/access/ocean-carbon-acidification-data-system/oceans/Handbook_2007.html |  | https://www.ncei.noaa.gov/access/ocean-carbon-acidification-data-system/oceans/Handbook_2007/Guide_all_in_one.pdf | 5/8/2024 3:16:54 PM
101121 | Dickson SOP 3a | Determination of total alkalinity in sea water using a closed-cell titration | USDOC/NOAA | Guide to Best Practices for Ocean CO2 Measurements: https://www.ncei.noaa.gov/access/ocean-carbon-acidification-data-system/oceans/Handbook_2007.html |  | https://www.ncei.noaa.gov/access/ocean-carbon-acidification-data-system/oceans/Handbook_2007/Guide_all_in_one.pdf | 5/8/2024 3:16:54 PM
101122 | Dickson SOP 3b | Determination of total alkalinity in sea water using an open-cell titration | USDOC/NOAA | Guide to Best Practices for Ocean CO2 Measurements: https://www.ncei.noaa.gov/access/ocean-carbon-acidification-data-system/oceans/Handbook_2007.html |  | https://www.ncei.noaa.gov/access/ocean-carbon-acidification-data-system/oceans/Handbook_2007/Guide_all_in_one.pdf | 5/8/2024 3:16:54 PM
101123 | Dickson SOP 4 | Determination of p(CO2) in air that is in equilibrium with a discrete sample of sea water | USDOC/NOAA | Guide to Best Practices for Ocean CO2 Measurements: https://www.ncei.noaa.gov/access/ocean-carbon-acidification-data-system/oceans/Handbook_2007.html |  | https://www.ncei.noaa.gov/access/ocean-carbon-acidification-data-system/oceans/Handbook_2007/Guide_all_in_one.pdf | 5/8/2024 3:16:54 PM
101124 | Dickson SOP 5 | Determination of p(CO2) in air that is in equilibrium with a continuous stream of sea water | USDOC/NOAA | Guide to Best Practices for Ocean CO2 Measurements: https://www.ncei.noaa.gov/access/ocean-carbon-acidification-data-system/oceans/Handbook_2007.html |  | https://www.ncei.noaa.gov/access/ocean-carbon-acidification-data-system/oceans/Handbook_2007/Guide_all_in_one.pdf | 5/8/2024 3:16:54 PM
101125 | Dickson SOP 6a | Determination of the pH of sea water using a glass/reference electrode cell | USDOC/NOAA | Guide to Best Practices for Ocean CO2 Measurements: https://www.ncei.noaa.gov/access/ocean-carbon-acidification-data-system/oceans/Handbook_2007.html |  | https://www.ncei.noaa.gov/access/ocean-carbon-acidification-data-system/oceans/Handbook_2007/Guide_all_in_one.pdf | 5/8/2024 3:16:54 PM
101126 | Dickson SOP 6b | Determination of the pH of sea water using the indicator dye m-cresol purple | USDOC/NOAA | Guide to Best Practices for Ocean CO2 Measurements: https://www.ncei.noaa.gov/access/ocean-carbon-acidification-data-system/oceans/Handbook_2007.html |  | https://www.ncei.noaa.gov/access/ocean-carbon-acidification-data-system/oceans/Handbook_2007/Guide_all_in_one.pdf | 5/8/2024 3:16:54 PM
101127 | Dickson SOP 7 | Determination of dissolved organic carbon and total dissolved nitrogen in sea water | USDOC/NOAA | Guide to Best Practices for Ocean CO2 Measurements: https://www.ncei.noaa.gov/access/ocean-carbon-acidification-data-system/oceans/Handbook_2007.html |  | https://www.ncei.noaa.gov/access/ocean-carbon-acidification-data-system/oceans/Handbook_2007/Guide_all_in_one.pdf | 5/8/2024 3:16:54 PM
2376 | DIOX(O) | DIOX O ~ PCDD and PCDF in Chemical Waste by CGC/MS | USEPA |  |  |  | 6/26/2019 4:12:49 PM
2377 | DIOX(S) | DIOX S ~ PCDD and PCDF in Soil by CGC/MS | USEPA | in Sediment |  |  | 6/26/2019 4:12:49 PM
2378 | DIOX(W) | DIOX W ~ PCDD and PCDF in Water by CGC/MS | USEPA | in Water |  |  | 6/26/2019 4:12:49 PM
100027 | DTOX-02-622 | Anatoxin-a by LC-MS/MS/MS | CAHFS | http://www.vetmed.ucdavis.edu/cahfs/local-assets/pdfs/Toxicology-tests-2-12-2010.pdf |  |  | 6/1/2016 7:25:02 AM
100028 | DTOX-02-642t | Cylindrospermopsin by LC-MSMS | CAHFS | http://www.vetmed.ucdavis.edu/cahfs/local-assets/pdfs/Toxicology-tests-2-12-2010.pdf |  |  | 6/1/2016 7:25:02 AM
100029 | DTOX-02-670 | Microcystin LA, Microcystin RR, and Microcystin YR Analysis | CAHFS | http://www.vetmed.ucdavis.edu/cahfs/local-assets/pdfs/Toxicology-tests-2-12-2010.pdf |  |  | 6/1/2016 7:25:02 AM
100030 | DTOX-02-703t | Saxitoxin Analysis | CAHFS | http://www.vetmed.ucdavis.edu/cahfs/local-assets/pdfs/Toxicology-tests-2-12-2010.pdf |  |  | 6/1/2016 7:25:02 AM
100201 | DZ001 | Nitrite, wf, DA, diazo | USGS-OK |  |  |  | 1/29/2018 9:18:28 AM
101405 | DZ001 | Nitrite, as N, D | USDOI/USGS | Colorimetry, diazotization, DA |  |  | 4/18/2026 4:06:50 AM
4702 | E-1192-97 | Acute Toxicity Tests for Water with Fishes, Macroinvertebrates, and Amphibians | ASTM | E-1192-97 ~ ASTM . Acute Toxicity Tests for Water with Fishes, Macroinvertebrates, and Amphibians |  | https://www.nemi.gov/methods/method_summary/9298/ | 9/7/2023 5:37:20 PM
1331 | E-SPEC(CMPX) | E SPEC CMPX ~ Minor Elements by Complexing | USDOI/USGS |  |  |  | 6/26/2019 4:12:47 PM
1332 | E-SPEC(IR) | E SPEC IR ~ Minor Elements by Residue-IR | USDOI/USGS |  |  |  | 6/26/2019 4:12:47 PM
1333 | E-SPEC(PRCP) | E SPEC PRCP ~ Minor Elements by Precipitation | USDOI/USGS |  |  |  | 6/26/2019 4:12:47 PM
1334 | E-SPEC(UV) | E SPEC UV ~ Minor Elements by Residue-UV | USDOI/USGS |  |  |  | 6/26/2019 4:12:47 PM
5145 | E. COLI AND SHIGELLA | E. coli and Shigella in Isolates by Real-time Polymerase Chain Reaction | CDC | CDC - E. coli and Shigella ~ CDC . E. coli and Shigella in Isolates by Real-time Polymerase Chain Reaction |  | https://www.nemi.gov/methods/method_summary/10304/ | 9/7/2023 5:37:21 PM
4703 | E1367-99 | Sediment Toxicity Test Using Marine and Estuarine Amphipods | ASTM | E1367-99 ~ ASTM . Sediment Toxicity Test Using Marine and Estuarine Amphipods |  | https://www.nemi.gov/methods/method_summary/9301/ | 9/7/2023 5:37:20 PM
101199 | E1706-95 | E1706-95 ~ ASTM; Toxicity of Sediment-Associated Contaminants with Freshwater Invertebrates | ASTM | https://pubs.usgs.gov/publication/5200167 |  |  | 3/19/2025 4:57:06 PM
10018 | E1924 | Conducting toxicity test with bioluminescent dinoflagellates | ASTM |  |  |  | 10/18/2011 5:35:21 PM
806 | E318 | Uranium in Aqueous Solutions | ASTM |  |  |  | 8/12/2006 11:50:00 PM
101392 | E325.1 | Chloride (Ferricyanide, Auto) | USEPA | Automated colorimetric determination of chloride in water. |  | https://19january2021snapshot.epa.gov/sites/static/files/2020-09/documents/r5validvaluesreferencemanual_sept2020.pdf | 3/26/2026 8:24:16 AM
101393 | E325.2 | Chloride (Rev 2.0) | USEPA | Updated automated colorimetric method for chloride analysis. |  | https://19january2021snapshot.epa.gov/sites/static/files/2020-09/documents/r5validvaluesreferencemanual_sept2020.pdf | 3/26/2026 8:24:16 AM
101394 | E325.3 | Chloride (Titrimetric) | USEPA | Determines chloride concentration via potentiometric titration with silver nitrate. |  | https://19january2021snapshot.epa.gov/sites/static/files/2020-09/documents/r5validvaluesreferencemanual_sept2020.pdf | 3/26/2026 8:24:16 AM
5166 | EASYGEL | E. coli and other coliform bacteria by Coliscan Easygel method | MICROLOGY LABS | Easygel ~ Micrology Labs . E. coli and other coliform bacteria by Coliscan Easygel method |  | https://www.nemi.gov/methods/method_summary/5579/ | 9/7/2023 5:37:21 PM
5230 | ECO METHOD | Ecological Methodology ~ ; Krebs, C.J. | UBC | Ecological Methodology ~ . Krebs, C.J. |  | https://www.nemi.gov/methods/sams_method_summary/11943/ | 9/7/2023 5:37:21 PM
100331 | EL003 | pH, wu, field, electrometry | USGS-OK |  |  |  | 3/16/2018 7:25:13 AM
101318 | EL003 | GROSS ALPHA, TH-230, WF, LF, HS | USDOI/USGS | Gross alpha, high solids (HS), Thorium-230 curve, FIL, lab filtered (LF) |  | https://water.usgs.gov/XML/NWIS/4.10/ReferenceLists/MethodList.html | 3/13/2026 10:55:34 PM
101319 | EL006 | GROSS ALPHA, U, WF, CO-PRECIP,HS | USDOI/USGS | Gross alpha, high solids (HS), co-precipitation, Uranium, FIL |  | https://water.usgs.gov/XML/NWIS/4.10/ReferenceLists/MethodList.html | 3/13/2026 10:55:34 PM
100214 | EL006 | pH, lab, auto glass electrode | USGS-OK | MethodDescriptionText |  |  | 1/29/2018 9:18:30 AM
100296 | EL009 | pH, fld,glass electrode (NRP&CO) | USGS-OK | MethodDescriptionText |  |  | 3/16/2018 7:18:12 AM
101406 | EL009 | pH, fld,glass electrode (NRP/CO) | USDOI/USGS | PH, water, field, glass electrode (NRP @ CO WSC) |  |  | 4/18/2026 4:06:50 AM
100455 | EN ISO 748 | Flow using Faraday Principle | CONSERVATION_COMMISSION |  |  |  | 8/1/2018 10:16:28 AM
100327 | ENCD | Gage height, shaft encoder | USGS-OK |  |  |  | 3/16/2018 7:22:14 AM
3058 | ENTEROLERT | Enterolert Test Kit Procedure | IDEXX | Enterolert ~ IDEXX . Enterolert |  | https://www.nemi.gov/methods/method_summary/5590/ | 9/7/2023 5:37:19 PM
3084 | Enterolert2000 | Enterolert Test Kit Procedure | IDEXX | https://www.nemi.gov/methods/method_summary/5590/ |  |  | 7/6/2021 4:15:51 PM
5218 | ENVIRONMENT STANDARD | Barnett, Vic and O'Hagan, A. | NTU UK | Setting Environmental Standards: The Statistical Approach to Handling Uncertainty and Variation ~ NTU UK . Barnett, Vic and O'Hagan, A. |  | https://www.nemi.gov/methods/sams_method_summary/11957/ | 9/7/2023 5:37:21 PM
5217 | ENVIRONMENTAL STATS | Barnett, Vic | NTU UK | Environmental Statistics: Methods and Applications ~ NTU UK . Barnett, Vic |  | https://www.nemi.gov/methods/sams_method_summary/11954/ | 9/7/2023 5:37:21 PM
100731 | EP 002 | EP 002, GMO and Mycotoxin Testing | ENVIROLOGIX |  |  |  | 10/20/2021 8:42:12 AM
5160 | EP 010 | Chlordane (cyclodiene) immunoassay | ENVIROLOGIX | EP 010 ~ Envirologix . Chlordane (cyclodiene) immunoassay |  | https://www.nemi.gov/methods/method_summary/5622/ | 9/7/2023 5:37:21 PM
100732 | EP 014 | Cholinesterase Screening Test | ENVIROLOGIX |  |  |  | 10/20/2021 8:42:12 AM
5161 | EP 020 | DDT immunoassay | ENVIROLOGIX | EP 020 ~ Envirologix . DDT immunoassay |  | https://www.nemi.gov/methods/method_summary/5626/ | 9/7/2023 5:37:21 PM
100733 | EP 022 | QuantiPlate for detecting Microcystin | ENVIROLOGIX |  |  |  | 10/20/2021 8:42:12 AM
100734 | EP 023 | QuantiPlate™ Kit for Paraquat | ENVIROLOGIX |  |  |  | 10/20/2021 8:42:12 AM
5058 | EPA RBP (INVERTS) | EPA RBP INVERTS ~ Benthic Macroinvertebrate RBP, single habitat, 1m kick net | USEPA | EPA RBP (Inverts) ~ EPA-OW . Benthic Macroinvertebrate RBP, single habitat, 1m kick net |  | https://www.nemi.gov/methods/method_summary/9500/ | 9/7/2023 5:37:21 PM
3059 | EPA_CLP_INOR | EPA_CLP_INOR ~ Inorganic Analytical Services provided under the EPA Contract Lab Program | USEPA |  |  |  | 6/26/2019 4:12:51 PM
3060 | EPA_CLP_ORG | EPA_CLP_ORG ~ Organic Analytical Services provided under the EPA Contract Lab Program | USEPA |  |  |  | 6/26/2019 4:12:51 PM
5162 | ET013 | PCB (polychlorinated biphenyl) immunoassay | ENVIROLOGIX | ET013 ~ Envirologix . PCB (polychlorinated biphenyl) immunoassay |  | https://www.nemi.gov/methods/method_summary/5642/ | 9/7/2023 5:37:21 PM
2379 | EV-024 | Tin and Triorganotin in Wastewater | USEPA |  |  |  | 8/12/2006 11:50:00 PM
2380 | EV-025 | Tin and Triorganotin in Wastewater | USEPA |  |  |  | 8/12/2006 11:50:00 PM
100136 | EXO WQ sonde | Multiparameter Water Quality Sonde | YSI |  |  |  | 11/10/2016 8:40:00 AM
100741 | EXP-001 | Ranger EXP Digital Radiation Detector | SEI |  |  |  | 10/20/2021 8:42:12 AM
1236 | F-01 | Fluoride in Soil and Sediment | USDOE/EML |  |  |  | 8/12/2006 11:50:00 PM
807 | F488 | Bacterial Count in Water | ASTM |  |  |  | 8/12/2006 11:50:00 PM
808 | F60 | Detection of Microbiological Contaminant | ASTM |  |  |  | 8/12/2006 11:50:00 PM
2381 | FE-01 | Iron-55 in Water Samples | USEPA |  |  |  | 8/12/2006 11:50:00 PM
100489 | Field Sampling | Field Sampling | PACE LABS | https://www.pacelabs.com/assets/documents/Environmental/capabilities-2015.pdf |  |  | 6/26/2019 4:12:42 PM
101088 | Field_SOP | Measurements collected according to Standard Operating Procedure | QuickDrops | Measurements collected from a meter, sonde, or other field equipment according to Standard Operating Procedure. This is meant to be a generic method that indicates the field measurements were collected according to some SOP managed by whatever organization measured/collected the data as part of their QAPP. Contact data collecting organization or visit QuickDrops.org to obtain more information. https://www.savethesound.org/quickdrops-test/ |  |  | 1/17/2024 5:55:48 PM
100293 | FLOAT | Gage height, float tape gage | USGS-OK | MethodDescriptionText |  |  | 3/16/2018 7:16:29 AM
5096 | FMG | Fish inventory and monitoring technical guide, USDA-FS | USDA | Fish Monitoring Guide, USDA-FS ~ USDA-FS . Fish inventory and monitoring technical guide, USDA-FS |  | https://www.nemi.gov/methods/method_summary/9917/ | 9/7/2023 5:37:21 PM
5094 | FOR SMALL WATERSHEDS | Cumulative uncertainty in measured streamflow and water quality data for small watersheds | USDA | Cumulative uncertainty in measured streamflow and water quality data for small watersheds ~ USDA-ARS . Harmel, R.D., R.J. Cooper, R.M. Slade, R.L. Haney, and J.G. Arnold |  | https://www.nemi.gov/methods/sams_method_summary/11938/ | 9/7/2023 5:37:21 PM
5059 | FT-SG | Francisella tularensis plate count method | USEPA | Ft-SG ~ EPA-OW . Francisella tularensis plate count method |  | https://www.nemi.gov/methods/method_summary/10928/ | 9/7/2023 5:37:21 PM
1237 | G-01 | Electrodeposition of the Actinides | USDOE/EML |  |  |  | 8/12/2006 11:50:00 PM
4735 | G-03 | Microprecipitation Source Preparation for Alpha Spectrometry | USDOE/EML | G-03 ~ DOE EML . Microprecipitation Source Preparation for Alpha Spectrometry |  | https://www.nemi.gov/methods/method_summary/4855/ | 9/7/2023 5:37:20 PM
100410 | G0004 | No information exists for method | USGS-OK |  |  |  | 7/19/2018 3:56:58 PM
100490 | GC/MS | GC/MS | PACE LABS | https://www.pacelabs.com/assets/documents/Environmental/capabilities-2015.pdf |  |  | 6/26/2019 4:12:42 PM
100533 | GC047 | PCBs by capillary column GC | USGS-OK | MethodDescriptionText |  |  | 8/26/2020 12:06:52 PM
100291 | GC089 | Organo-Cl & organo-P, wu, GC | USGS-OK | MethodDescriptionText |  |  | 3/16/2018 7:16:28 AM
100292 | GC095 | Organo-Cl & organo-P, wu, GC | USGS-OK | MethodDescriptionText |  |  | 3/16/2018 7:16:28 AM
100339 | GC097 | Chlorophenoxy acids, wu, GC | USGS-OK | MethodDescriptionText |  |  | 3/16/2018 7:26:46 AM
100337 | GC109 | Organochlorines, LL, wu, GC | USGS-OK |  |  |  | 3/16/2018 7:26:46 AM
100435 | GC131 | Organochlorine & organo-P,bed,GC | USGS-OK | MethodDescriptionText |  |  | 7/19/2018 4:14:49 PM
101085 | GC183 | Aroclors, bs, GC, EPA8082,DODESP | USGS-OK | MethodDescriptionText |  |  | 9/14/2023 7:57:20 PM
101084 | GC184 | OC pests, bs, GC,EPA8081B,DODESP | USGS-OK | MethodDescriptionText |  |  | 9/14/2023 7:57:20 PM
100340 | GCE01 | Organochlorines & PCx, wu,GC/ECD | USGS-OK |  |  |  | 3/16/2018 7:26:46 AM
100446 | GCE02 | Organochlorines &Aroclors,GC/ECD | USGS-OK |  |  |  | 7/23/2018 11:51:20 AM
100338 | GCE12 | Pest, organochlorine,PCBs,GC-ECD | USGS-OK | MethodDescriptionText |  |  | 3/16/2018 7:26:46 AM
100335 | GCE15 | Organochlorines &PCBs,GPC GC-ECD | USGS-OK | MethodDescriptionText |  |  | 3/16/2018 7:26:46 AM
100452 | GCE18 | Pest, oc, tis, lab, GC-ECD | USGS-OK | MethodDescriptionText |  |  | 7/23/2018 11:55:07 AM
100532 | GCE19 | Organochlorines, solids, GC/ECD | USGS-OK | MethodDescriptionText |  |  | 8/26/2020 12:06:52 PM
100423 | GCM14 | Pest, mod use, add, SPE,GCMS-SIM | USGS-OK |  |  |  | 7/19/2018 3:59:10 PM
100182 | GCM29 | Fipronil &degradates,water,GC-MS | USGS-OK | MethodDescriptionText |  |  | 1/29/2018 9:17:47 AM
101320 | GCM29 | GROSS ALPHA, TH-230, SUS, LF | USDOI/USGS | Gross alpha, Thorium-230 curve, SUS, lab filtered (LF) |  | https://water.usgs.gov/XML/NWIS/4.10/ReferenceLists/MethodList.html | 3/13/2026 10:55:34 PM
101321 | GCM31 | GROSS ALPHA, TH-230, WF | USDOI/USGS | Gross-Alpha radioactivity, Thorium-230 curve, water, unfiltered, pCi/L |  | https://water.usgs.gov/XML/NWIS/4.10/ReferenceLists/MethodList.html | 3/13/2026 10:55:34 PM
100395 | GCM31 | Pest, hi use, supp, SPE,GCMS-SIM | USGS-OK | MethodDescriptionText |  |  | 7/19/2018 3:49:56 PM
100184 | GCM32 | Pesticides, water, SPE GC-MS | USGS-OK | MethodDescriptionText |  |  | 1/29/2018 9:17:47 AM
100181 | GCM33 | Pest, hi use, addon,SPE,GCMS-SIM | USGS-OK | MethodDescriptionText |  |  | 1/29/2018 9:17:46 AM
101322 | GCM33 | GROSS ALPHA, TH-230, BED SED | USDOI/USGS | Gross-Alpha, Bottom Material, Thorium-230 curve |  | https://water.usgs.gov/XML/NWIS/4.10/ReferenceLists/MethodList.html | 3/13/2026 10:55:34 PM
101323 | GCM35 | GROSS ALPHA, TH-230, SUS | USDOI/USGS | Gross-Alpha, Suspended, Thorium-230 Curve |  | https://water.usgs.gov/XML/NWIS/4.10/ReferenceLists/MethodList.html | 3/13/2026 10:55:34 PM
100180 | GCM35 | Pest, high use, SPE, GCMS-SIM | USGS-OK | MethodDescriptionText |  |  | 1/29/2018 9:17:46 AM
100450 | GCM37 | NWQL Schedule 1433 | USGS-OK | MethodDescriptionText |  |  | 7/23/2018 11:53:14 AM
100179 | GCM39 | Pesticides-NWQL S2002, lab extr | USGS-OK | MethodDescriptionText |  |  | 1/29/2018 9:17:46 AM
101324 | GCM39 | GROSS ALPHA, TH-230,WF,CO-PRECIP | USDOI/USGS | Gross-Alpha, Water, Filtered, High Solids, Thorium-230 curve, by Co-precipitation |  | https://water.usgs.gov/XML/NWIS/4.10/ReferenceLists/MethodList.html | 3/13/2026 10:55:34 PM
101325 | GCM40 | GROSS ALPHA,TH-230,WF,BY RESIDUE | USDOI/USGS | Gross-Alpha, Water, Filtered, Thorium-230 curve, by Residue Procedure |  | https://water.usgs.gov/XML/NWIS/4.10/ReferenceLists/MethodList.html | 3/13/2026 10:55:34 PM
100183 | GCM40 | Pesticides--pre-S2002 approval | USGS-OK | MethodDescriptionText |  |  | 1/29/2018 9:17:47 AM
100397 | GCM55 | SVOC, CH2Cl2 extract, GCMS | USGS-OK | MethodDescriptionText |  |  | 7/19/2018 3:55:47 PM
100398 | GCM56 | SVOC, CH2Cl2 extract, GCMS | USGS-OK | MethodDescriptionText |  |  | 7/19/2018 3:55:47 PM
100396 | GCM57 | BNAs, GC/MS (NWQL Sch 1494) | USGS-OK | MethodDescriptionText |  |  | 7/19/2018 3:55:47 PM
100403 | GCM62 | VOCs, water, GC-MS | USGS-OK | MethodDescriptionText |  |  | 7/19/2018 3:55:47 PM
100405 | GCM63 | VOCs, water, GC-MS | USGS-OK | MethodDescriptionText |  |  | 7/19/2018 3:55:47 PM
100402 | GCM64 | VOCs, water, GC-MS | USGS-OK | MethodDescriptionText |  |  | 7/19/2018 3:55:47 PM
100404 | GCM65 | VOCs, water, GC-MS | USGS-OK | MethodDescriptionText |  |  | 7/19/2018 3:55:47 PM
100315 | GCM66 | VOC, wu, acidified, GCMS | USGS-OK | MethodDescriptionText |  |  | 3/16/2018 7:19:05 AM
100401 | GCM67 | VOC, wu, censor at <RL, GCMS | USGS-OK | MethodDescriptionText |  |  | 7/19/2018 3:55:47 PM
100400 | GCM68 | VOC, wu, censor at <RL, GCMS | USGS-OK | MethodDescriptionText |  |  | 7/19/2018 3:55:47 PM
100305 | GCM99 | NWQL Schedule 4433 | USGS-OK | MethodDescriptionText |  |  | 3/16/2018 7:18:58 AM
100334 | GCN04 | Alpha-Radium, wu, by counting | USGS-OK |  |  |  | 3/16/2018 7:26:22 AM
100294 | GCNP1 | Pest, triazines, lab, GC-NPD | USGS-OK | MethodDescriptionText |  |  | 3/16/2018 7:16:32 AM
100411 | GF033 | Barium, wu, GF | USGS-OK |  |  |  | 7/19/2018 3:57:19 PM
100414 | GF044 | Arsenic, wu, GFAA | USGS-OK |  |  |  | 7/19/2018 3:57:49 PM
100393 | GF075 | Chromium, wf, GFAAS | USGS-OK | MethodDescriptionText |  |  | 7/19/2018 3:49:55 PM
101330 | GF075 | PLUTONIUM-238, BED, ALPHA (STL) | USDOI/USGS | Plutonium-238, bed sediment, by alpha spectrometry (analysis by Severn-Trent Laboratory) |  | https://water.usgs.gov/XML/NWIS/4.10/ReferenceLists/MethodList.html | 3/13/2026 10:55:34 PM
100392 | GF085 | Arsenic, wf, GFAAS | USGS-OK | MethodDescriptionText |  |  | 7/19/2018 3:49:55 PM
100394 | GF091 | Selenium, wf, GFAAS (NWQL) | USGS-OK | MethodDescriptionText |  |  | 7/19/2018 3:49:56 PM
100444 | GF092 | Silver, wf, GF-AAS (NWQL) | USGS-OK | MethodDescriptionText |  |  | 7/23/2018 11:51:16 AM
100440 | GF094 | Chromium, wu, GFAAS | USGS-OK | MethodDescriptionText |  |  | 7/23/2018 11:51:16 AM
100429 | GF096 | Arsenic, wu, GFAAS | USGS-OK | MethodDescriptionText |  |  | 7/19/2018 4:06:48 PM
100439 | GF097 | Cadmium, wu, GF-AAS | USGS-OK | MethodDescriptionText |  |  | 7/23/2018 11:51:15 AM
100441 | GF099 | Copper, wu, GF-AAS | USGS-OK | MethodDescriptionText |  |  | 7/23/2018 11:51:16 AM
100442 | GF100 | Lead, wu, GF-AAS | USGS-OK | MethodDescriptionText |  |  | 7/23/2018 11:51:16 AM
100443 | GF102 | Selenium, wu, GFAAS (NWQL) | USGS-OK | MethodDescriptionText |  |  | 7/23/2018 11:51:16 AM
100445 | GF103 | Silver, wu, GF-AAS | USGS-OK | MethodDescriptionText |  |  | 7/23/2018 11:51:16 AM
100303 | GM005 | Custom hormones, wu - Foreman | USGS-OK |  |  |  | 3/16/2018 7:18:54 AM
100316 | GM016 | VOCs, wu, HP&T GC/MS SIM (NWQL) | USGS-OK |  |  |  | 3/16/2018 7:19:05 AM
100295 | GM034 | Triazines, wu, LLE GCMS SIM | USGS-OK |  |  |  | 3/16/2018 7:16:33 AM
100312 | GM038 | Current-use pesticides, wf,GC/MS | USGS-OK | MethodDescriptionText |  |  | 3/16/2018 7:19:01 AM
100432 | GRV05 | Phytoplankton, gravimetric, ash | USGS-OK | MethodDescriptionText |  |  | 7/19/2018 4:11:00 PM
100433 | GRV06 | Phytoplankton, gravimetric, dry | USGS-OK | MethodDescriptionText |  |  | 7/19/2018 4:11:00 PM
101332 | GRV28 | PLUTONIUM-238, SUS, ALPHA (STL) | USDOI/USGS | Plutonium-238, suspended sediment, by alpha spectrometry (analysis by Severn-Trent Laboratory) |  | https://water.usgs.gov/XML/NWIS/4.10/ReferenceLists/MethodList.html | 3/13/2026 10:55:34 PM
100480 | GRV37 | Moisture content, bs, weight | USGS-OK |  |  |  | 3/23/2019 10:44:49 AM
100530 | GRV49 | Oven dry sediment at 103 C | USGS-OK | MethodDescriptionText |  |  | 8/26/2020 12:05:46 PM
100266 | GT R 1.2 | Georgia Tech Radium Method | OWRB-GMAP |  |  |  | 2/8/2018 4:23:05 PM
4760 | GWPD 1 | GWPD 1-Measuring water levels by use of a graduated steel tape | USDOI/USGS | D ~ USGS . GWPD 1-Measuring water levels by use of a graduated steel tape |  | https://www.nemi.gov/methods/sams_method_summary/11552/ | 9/7/2023 5:37:20 PM
4764 | GWPD 17 | GWPD 17-Conducting an instantaneous change in head (slug) test with a mechanical slug and submersible pressure transduce | USDOI/USGS | G ~ USGS . GWPD 17-Conducting an instantaneous change in head (slug) test with a mechanical slug and submersible pressure transducer |  | https://www.nemi.gov/methods/sams_method_summary/11568/ | 9/7/2023 5:37:20 PM
4761 | GWPD 2 | GWPD 2-Identifying a minimum set of data elements to establish a groundwater site | USDOI/USGS | E ~ USGS . GWPD 2-Identifying a minimum set of data elements to establish a groundwater site |  | https://www.nemi.gov/methods/sams_method_summary/11553/ | 9/7/2023 5:37:20 PM
4763 | GWPD 3 | GWPD 3-Establishing a permanent measuring point and other reference marks | USDOI/USGS | F ~ USGS . GWPD 3-Establishing a permanent measuring point and other reference marks |  | https://www.nemi.gov/methods/sams_method_summary/11554/ | 9/7/2023 5:37:20 PM
4766 | GWPD WELL | Method to estimate discharge from a pumped well by use of a circular orifice weir | USDOI/USGS | H ~ USGS . Method to estimate discharge from a pumped well by use of a circular orifice weir |  | https://www.nemi.gov/methods/sams_method_summary/11561/ | 9/7/2023 5:37:20 PM
4749 | GWTP | Groundwater technical procedures of the U.S. Geological Survey | USDOI/USGS | B ~ USGS . Groundwater technical procedures of the U.S. Geological Survey |  | https://www.nemi.gov/methods/sams_method_summary/11551/ | 9/7/2023 5:37:20 PM
2382 | H-01 | Tritium in Milk, Soil, Urine and Biota | USEPA |  |  |  | 8/12/2006 11:50:00 PM
2383 | H-02 | Tritium in Water | USEPA |  |  |  | 8/12/2006 11:50:00 PM
2384 | H-03 | Tritium in Water | USEPA |  |  |  | 8/12/2006 11:50:00 PM
4767 | HBSL | Health Based Screening Levels (HBSLs) | USDOI/USGS | Health Based Screening Levels (HBSLs) ~ USGS . Toccalino, P., Nowell, L., Wilber, W., Zogorski, J., Donohue, J., E., C., Krietzman, S., and Post, G. |  | https://www.nemi.gov/methods/sams_method_summary/11961/ | 9/7/2023 5:37:20 PM
2385 | HERL_001 | Organchlorine Pesticides in Tissue | USEPA |  |  |  | 8/12/2006 11:50:00 PM
2386 | HERL_002 | HCB and Mirex in Tissue | USEPA |  |  |  | 8/12/2006 11:50:00 PM
2387 | HERL_003 | Pesticides in Tissue and Human Milk | USEPA |  |  |  | 8/12/2006 11:50:00 PM
2388 | HERL_004 | Pesticides in Blood or Serum | USEPA |  |  |  | 8/12/2006 11:50:00 PM
2389 | HERL_005 | Pentachlorophenol in Blood | USEPA |  |  |  | 8/12/2006 11:50:00 PM
2390 | HERL_006 | Pentachlorophenol and Salts in Urine | USEPA |  |  |  | 8/12/2006 11:50:00 PM
2391 | HERL_007 | Bis(p-Chlorophenyl) Acetic Acid in Urine | USEPA |  |  |  | 8/12/2006 11:50:00 PM
2392 | HERL_008 | 2,4-D and 2,4,5-T in Urine | USEPA |  |  |  | 8/12/2006 11:50:00 PM
2393 | HERL_009 | Kepone in Blood and Environmental Samples | USEPA |  |  |  | 8/12/2006 11:50:00 PM
2394 | HERL_010 | Pesticides and Metabolites in Tissue | USEPA |  |  |  | 8/12/2006 11:50:00 PM
2395 | HERL_011 | Metabolites or Hydrolysis Products | USEPA |  |  |  | 8/12/2006 11:50:00 PM
2396 | HERL_012 | para-Nitrophenol in Urine | USEPA |  |  |  | 8/12/2006 11:50:00 PM
2397 | HERL_013 | Cholinesterase Activity in Blood | USEPA |  |  |  | 8/12/2006 11:50:00 PM
2398 | HERL_014 | 1-Naphthol in Urine | USEPA |  |  |  | 8/12/2006 11:50:00 PM
2399 | HERL_016 | Pesticides in Air | USEPA |  |  |  | 8/12/2006 11:50:00 PM
2400 | HERL_017 | PCBs in Human Milk by Macro Method | USEPA |  |  |  | 8/12/2006 11:50:00 PM
2401 | HERL_018 | PCBs in Human Milk by Micro Method | USEPA |  |  |  | 8/12/2006 11:50:00 PM
2402 | HERL_020 | PCBs in Adipose Tissue | USEPA |  |  |  | 8/12/2006 11:50:00 PM
2403 | HERL_021 | TCDD Residues | USEPA |  |  |  | 8/12/2006 11:50:00 PM
2404 | HERL_022 | Analysis of Water for Pesticides | USEPA |  |  |  | 8/12/2006 11:50:00 PM
2405 | HERL_023 | Analysis of Water for Herbicides | USEPA |  |  |  | 8/12/2006 11:50:00 PM
2406 | HERL_024 | Insecticides in Soils and Housedust | USEPA |  |  |  | 8/12/2006 11:50:00 PM
2407 | HERL_025 | Insecticides in Bottom Sediment | USEPA |  |  |  | 8/12/2006 11:50:00 PM
2408 | HERL_026 | Pesticides in Human Tissue and Milk | USEPA |  |  |  | 8/12/2006 11:50:00 PM
2409 | HERL_030 | Infrared Spectroscopy | USEPA |  |  |  | 8/12/2006 11:50:00 PM
1238 | HG-01 | Mercury - AA Spectroscopy | USDOE/EML |  |  |  | 8/12/2006 11:50:00 PM
100095 | HILSENHOFF BIOTIC | Hilsenhoff Biotic Index | USEPA |  |  |  | 6/1/2016 7:25:03 AM
100506 | Human Bacteroidetes | Human Bacteroidetes | Source Molecular | Service determines the presence of Human Fecal Contamination. Uses Bacteroidetes as the indicator organism. Client sends 500ml water samples. Results in as little as 3 working days. Uses PCR DNA analytical technology. |  | https://sourcemolecular.com/human/humanbacteroidetes/ | 7/10/2019 4:49:31 PM
2410 | I-001-1 | Metals in Soil by XRF | USEPA |  |  |  | 8/12/2006 11:50:00 PM
2411 | I-002-1 | Digestion/Analysis of Soil by Flame AA | USEPA |  |  |  | 8/12/2006 11:50:00 PM
2412 | I-003-1 | Hexavalent Chromium | USEPA |  |  |  | 8/12/2006 11:50:00 PM
2413 | I-004-1 | Digestion/Analysis of Waters by FLAA | USEPA |  |  |  | 8/12/2006 11:50:00 PM
2414 | I-005-1 | Mercury by CVAA | USEPA |  |  |  | 8/12/2006 11:50:00 PM
2415 | I-006-1 | Mercury by CVAA | USEPA |  |  |  | 8/12/2006 11:50:00 PM
2416 | I-01 | I-01 ~ Iodine-131 in Drinking Water | USEPA |  |  |  | 4/29/2022 6:25:58 AM
1239 | I-01 | I-01 ~ Iodine-131 in Milk | USDOE/EML |  |  |  | 4/29/2022 6:25:58 AM
2417 | I-02 | Iodine-131 in Milk | USEPA |  |  |  | 8/12/2006 11:50:00 PM
2418 | I-03 | Low Level Iodine-131 in Milk | USEPA |  |  |  | 8/12/2006 11:50:00 PM
100173 | I-1020-85.2 | Acidity by electrometric titration to pH 8.3 | USDOI/USGS |  |  |  | 1/12/2018 12:49:12 PM
4768 | I-1030-85 | Alkalinity in water by electrometric titration | USDOI/USGS | I-1030-85 ~ USGS-NWQL . Alkalinity in water by electrometric titration |  | https://www.nemi.gov/methods/method_summary/9596/ | 9/7/2023 5:37:20 PM
100174 | I-1030-85.2 | Alkalinity in water by electrometric titration | USDOI/USGS | http://www.caslab.com/Test-Method-I-1030-85/ |  |  | 1/12/2018 12:49:12 PM
100772 | I-1054***retired*** I1054 | DO NOT USE***I-1054 ~ Aluminum, dissolved, water, DCP | USDOI/USGS | DO NOT USE ~ | duplicate records |  | 11/18/2024 5:21:34 PM
100773 | I-1055***retired*** I1055 | DO NOT USE***I-1055 ~ Antimony, dissolved, water, hydride_AA | USDOI/USGS | DO NOT USE ~ | duplicate records |  | 11/18/2024 5:21:35 PM
100774 | I-1084***retired*** I1084 | DO NOT USE***I-1084 ~ Barium, dissolved, water, FLAA | USDOI/USGS | DO NOT USE ~ | duplicate records |  | 11/18/2024 5:21:35 PM
100775 | I-1095***retired*** I1095 | DO NOT USE***I-1095 ~ Beryllium, dissolved, water, FLAA | USDOI/USGS | DO NOT USE ~ | duplicate records |  | 11/18/2024 5:21:35 PM
100776 | I-1114***retired*** I1114 | DO NOT USE***I-1114 ~ Boron, dissolved, water, DCP | USDOI/USGS | DO NOT USE ~ | duplicate records |  | 11/18/2024 5:21:35 PM
4769 | I-1125-85 | Bromide, dissolved, in water by titrimetric, hypochlorite oxidation | USDOI/USGS | I-1125-85 ~ USGS-NWQL . Bromide, dissolved, in water by titrimetric, hypochlorite oxidation |  | https://www.nemi.gov/methods/method_summary/9609/ | 9/7/2023 5:37:20 PM
100777 | I-1135***retired*** I1135 | DO NOT USE***I-1135 ~ Cadmium, dissolved, water, FLAA | USDOI/USGS | DO NOT USE ~ | duplicate records |  | 11/18/2024 5:21:35 PM
100778 | I-1137***retired*** I1137 | DO NOT USE***I-1137 ~ Cadmium dissolved in Water by GFAA | USDOI/USGS | DO NOT USE ~ | duplicate records |  | 11/18/2024 5:21:35 PM
100779 | I-1152***retired*** I1152 | DO NOT USE***I-1152 ~ Calcium, dissolved, water, FLAA | USDOI/USGS | DO NOT USE ~ | duplicate records |  | 11/18/2024 5:21:35 PM
4770 | I-1183-85 | Chloride, dissolved, in water by titrimetric, Mohr method | USDOI/USGS | I-1183-85 ~ USGS-NWQL . Chloride, dissolved, in water by titrimetric, Mohr method |  | https://www.nemi.gov/methods/method_summary/9597/ | 9/7/2023 5:37:20 PM
4771 | I-1184-85 | Chloride, dissolved, in water by titrimetric, mercurimetric | USDOI/USGS | I-1184-85 ~ USGS-NWQL . Chloride, dissolved, in water by titrimetric, mercurimetric |  | https://www.nemi.gov/methods/method_summary/9610/ | 9/7/2023 5:37:20 PM
4772 | I-1187-85 | Chloride, dissolved, in water by colorimetric, ferric thiocyanate | USDOI/USGS | I-1187-85 ~ USGS-NWQL . Chloride, dissolved, in water by colorimetric, ferric thiocyanate |  | https://www.nemi.gov/methods/method_summary/9601/ | 9/7/2023 5:37:20 PM
4773 | I-1190-02 | Arsenic, dissolved, field speciation, solid-phase extraction, ICP-MS | USDOI/USGS | I-1190-02 ~ USGS-NWQL . Arsenic, dissolved, field speciation, solid-phase extraction, ICP-MS |  | https://www.nemi.gov/methods/method_summary/8912/ | 9/7/2023 5:37:20 PM
4774 | I-1229-87 | Chromium, dissolved, in water by atomic emission | USDOI/USGS | I-1229-87 ~ USGS-NWQL . Chromium, dissolved, in water by atomic emission |  | https://www.nemi.gov/methods/method_summary/8949/ | 9/7/2023 5:37:20 PM
4775 | I-1230-85 | Chromium, hexavalent, dissovled, in water by colorimetric, diphenylcarbazide | USDOI/USGS | I-1230-85 ~ USGS-NWQL . Chromium, hexavalent, dissovled, in water by colorimetric, diphenylcarbazide |  | https://www.nemi.gov/methods/method_summary/9611/ | 9/7/2023 5:37:20 PM
100780 | I-1232***retired*** I1232 | DO NOT USE***I-1232 ~ Chromium, hexavalent, dissolved, water, FLAA | USDOI/USGS | DO NOT USE ~ | duplicate records |  | 11/18/2024 5:21:35 PM
4776 | I-1233 | Chromium, dissolved, water, GFAA | USDOI/USGS | I-1233 ~ USGS-NWQL . Chromium, dissolved, water, GFAA |  | https://www.nemi.gov/methods/method_summary/5531/ | 9/7/2023 5:37:20 PM
100589 | I-1233-93 | Chromium in Filtered Water by GFAAS | USDOI/USGS | I-1233-93 ~ USGS-NWQL . Nutrients, low level, filtered water, salicylate-hypochlorite, colorimetric |  |  | 9/7/2023 5:37:21 PM
100781 | I-1235***retired*** I1235 | DO NOT USE***I-1235 ~ Chromium, dissolved, water, GFAA | USDOI/USGS | DO NOT USE ~ | duplicate records |  | 11/18/2024 5:21:35 PM
100782 | I-1239***retired*** I1239 | DO NOT USE***I-1239 ~ Cobalt, dissolved, water, FLAA | USDOI/USGS | DO NOT USE ~ | duplicate records |  | 11/18/2024 5:21:35 PM
100783 | I-1241***retired*** I1241 | DO NOT USE***I-1241 ~ Cobalt, dissolved, water, GFAA | USDOI/USGS | DO NOT USE ~ | duplicate records |  | 11/18/2024 5:21:35 PM
100784 | I-1270***retired*** I1270 | DO NOT USE***I-1270 ~ Copper, dissolved in water by FLAA | USDOI/USGS | DO NOT USE ~ | duplicate records |  | 11/18/2024 5:21:35 PM
100785 | I-1272***retired*** I1272 | DO NOT USE***I-1272 ~ Copper, dissolved in water by GFAA | USDOI/USGS | DO NOT USE ~ | duplicate records |  | 11/18/2024 5:21:35 PM
4777 | I-1300-85 | Cyanide, Colorimetric, Pyridine-Pyrazolone, Dissolved | USDOI/USGS | I-1300-85 ~ USGS-NWQL . Cyanide, Colorimetric, Pyridine-Pyrazolone, Dissolved |  | https://www.nemi.gov/methods/method_summary/8909/ | 9/7/2023 5:37:20 PM
4778 | I-1312 | Density, dissolved, water by gravimetry | USDOI/USGS | I-1312 ~ USGS-NWQL . Density, dissolved, water by gravimetry |  | https://www.nemi.gov/methods/method_summary/5648/ | 9/7/2023 5:37:20 PM
4779 | I-1338 | Hardness in water by colorimetric titration | USDOI/USGS | I-1338 ~ USGS-NWQL . Hardness in water by colorimetric titration |  | https://www.nemi.gov/methods/method_summary/4781/ | 9/7/2023 5:37:20 PM
100359 | I-1338-85 | Hardness in water by colorimetric titration | USDOI/USGS |  |  | https://www.nemi.gov/methods/method_summary/4781/ | 4/2/2018 6:59:06 AM
100786 | I-1381***retired*** I1381 | DO NOT USE***I-1381 ~ Iron, dissolved in water by FLAA | USDOI/USGS | DO NOT USE ~ | duplicate records |  | 11/18/2024 5:21:35 PM
100787 | I-1399***retired*** I1399 | DO NOT USE***I-1399 ~ Lead, dissolved, FLAA | USDOI/USGS | DO NOT USE ~ | duplicate records |  | 11/18/2024 5:21:35 PM
100788 | I-1401***retired*** I1401 | DO NOT USE***I-1401 ~ Lead, dissolved in water by GFAA | USDOI/USGS | DO NOT USE ~ | duplicate records |  | 11/18/2024 5:21:35 PM
100789 | I-1425***retired*** I1425 | DO NOT USE***I-1425 ~ Lithium, dissolved, FLAA | USDOI/USGS | DO NOT USE ~ | duplicate records |  | 11/18/2024 5:21:35 PM
100790 | I-1447***retired*** I1447 | DO NOT USE***I-1447 ~ Magnesium, dissolved, FLAA | USDOI/USGS | DO NOT USE ~ | duplicate records |  | 11/18/2024 5:21:35 PM
100791 | I-1454***retired*** I1454 | DO NOT USE***I-1454 ~ Manganese, dissolved, FLAA | USDOI/USGS | DO NOT USE ~ | duplicate records |  | 11/18/2024 5:21:35 PM
100792 | I-1455***retired*** I1455 | DO NOT USE***I-1455 ~ Manganese, dissolved, GFAA | USDOI/USGS | DO NOT USE ~ | duplicate records |  | 11/18/2024 5:21:35 PM
100793 | I-1456***retired*** I1456 | DO NOT USE***I-1456 ~ Manganese, dissolved, chelation extraction, FLAA | USDOI/USGS | DO NOT USE ~ | duplicate records |  | 11/18/2024 5:21:35 PM
100794 | I-1462***retired*** I1462 | DO NOT USE***I-1462 ~ Mercury, dissolved, CVFAA | USDOI/USGS | DO NOT USE ~ | duplicate records |  | 11/18/2024 5:21:35 PM
4780 | I-1472-85 | Metals, dissolved, water, ICP-AES (Archive method) | USDOI/USGS | I-1472-85 ~ USGS-NWQL . Metals, dissolved, water, ICP-AES (Archive method) |  | https://www.nemi.gov/methods/method_summary/4761/ | 9/7/2023 5:37:20 PM
4781 | I-1472-87 | Metals in Water by ICP | USDOI/USGS | I-1472-87 ~ USGS-NWQL . Metals in Water by ICP |  | https://www.nemi.gov/methods/method_summary/8896/ | 9/7/2023 5:37:20 PM
4782 | I-1472-95 | Aluminum and Boron, dissolved, in water by ICP-AES | USDOI/USGS | I-1472-95 ~ USGS-NWQL . Aluminum and Boron, dissolved, in water by ICP-AES |  | https://www.nemi.gov/methods/method_summary/8915/ | 9/7/2023 5:37:20 PM
4783 | I-1492-96 | Molybdenum in Water by Graphite Furnace Atomic Absorption Spectrophotometry, Filtered | USDOI/USGS | I-1492-96 ~ USGS-NWQL . Molybdenum in Water by Graphite Furnace Atomic Absorption Spectrophotometry, Filtered |  | https://www.nemi.gov/methods/method_summary/8928/ | 9/7/2023 5:37:20 PM
100795 | I-1499***retired*** I1499 | DO NOT USE***I-1499 ~ Nickel, dissolved, direct FLAA | USDOI/USGS | DO NOT USE ~ | duplicate records |  | 11/18/2024 5:21:35 PM
100796 | I-1501***retired*** I1501 | DO NOT USE***I-1501 ~ Nickel, dissolved, low ionic-strength, GFAA | USDOI/USGS | DO NOT USE ~ | duplicate records |  | 11/18/2024 5:21:35 PM
4784 | I-1575-78 | Oxygen, dissolved, in water by Winkler titrimetric methods | USDOI/USGS | I-1575-78 ~ USGS-NWQL . Oxygen, dissolved, in water by Winkler titrimetric methods |  | https://www.nemi.gov/methods/method_summary/9600/ | 9/7/2023 5:37:20 PM
4785 | I-1576-78 | Oxygen, dissolved, in water by electrometric, polarographic probe | USDOI/USGS | I-1576-78 ~ USGS-NWQL . Oxygen, dissolved, in water by electrometric, polarographic probe |  | https://www.nemi.gov/methods/method_summary/9593/ | 9/7/2023 5:37:20 PM
4786 | I-1578-78 | Oxygen demand, biochemical, in water by 5-day titrimetric methods at 20<sup>o</sup>C | USDOI/USGS | I-1578-78 ~ USGS-NWQL . Oxygen demand, biochemical, in water by 5-day titrimetric methods at 20<sup>o</sup>C |  | https://www.nemi.gov/methods/method_summary/9592/ | 9/7/2023 5:37:20 PM
4787 | I-1586-85 | pH of Water Samples by Ion Selective Electrode | USDOI/USGS | I-1586-85 ~ USGS-NWQL . pH of Water Samples by Ion Selective Electrode |  | https://www.nemi.gov/methods/method_summary/8925/ | 9/7/2023 5:37:20 PM
4788 | I-1601-85 | Phosphorus, orthophosphate, dissolved in water by colorimetry, phosphomolybdate | USDOI/USGS | I-1601-85 ~ USGS-NWQL . Phosphorus, orthophosphate, dissolved in water by colorimetry, phosphomolybdate |  | https://www.nemi.gov/methods/method_summary/10455/ | 9/7/2023 5:37:20 PM
4789 | I-1630-85 | I-1630-85 ~ Potassium, dissolved, in Water by Atomic Absorption Spectrometry | USDOI/USGS | I-1630-85 ~ USGS-NWQL . Potassium, dissolved, in Water by Atomic Absorption Spectrometry |  | https://www.nemi.gov/methods/method_summary/8952/ | 9/7/2023 5:37:20 PM
4790 | I-1700-85 | Silica, dissolved, in water by colorimetric, molybdate blue | USDOI/USGS | I-1700-85 ~ USGS-NWQL . Silica, dissolved, in water by colorimetric, molybdate blue |  | https://www.nemi.gov/methods/method_summary/9618/ | 9/7/2023 5:37:20 PM
4791 | I-1735 | Sodium, dissolved, atomic absorption spectrometric | USDOI/USGS | I-1735 ~ USGS-NWQL . Sodium, dissolved, atomic absorption spectrometric |  | https://www.nemi.gov/methods/method_summary/5472/ | 9/7/2023 5:37:20 PM
4792 | I-1750-85 | Solids, dissolved, residue on evaporation at 180 degrees C, gravimetric | USDOI/USGS | I-1750-85 ~ USGS-NWQL . Solids, dissolved, residue on evaporation at 180 degrees C, gravimetric |  | https://www.nemi.gov/methods/method_summary/8918/ | 9/7/2023 5:37:20 PM
100942 | I-1750-89 | Solids, residue on evaporation at 180 deg C, dissolved, gravimetric | USDOI/USGS | I-1750-89 ~ USGS-NWQL |  | https://www.nemi.gov/methods/method_summary/8918/ | 1/12/2023 8:13:18 AM
100081 | I-1751-85 | Solids, Sum of constituents, calculation | USDOI/USGS | http://nwql.usgs.gov/Public/rpt.shtml?TWRI-5-A1 |  |  | 6/1/2016 7:25:02 AM
100082 | I-1752-85 | Dissolved Solids, Fixed | USDOI/USGS |  |  |  | 6/1/2016 7:25:02 AM
4793 | I-1753 | Solids, dissolved, volatile-on-ignition, gravimetric | USDOI/USGS | I-1753 ~ USGS-NWQL . Solids, dissolved, volatile-on-ignition, gravimetric |  | https://www.nemi.gov/methods/method_summary/5474/ | 9/7/2023 5:37:20 PM
100083 | I-1753-85 | Solids, volatile-on-ignition, dissolved, gravimetric | USDOI/USGS |  |  |  | 6/1/2016 7:25:02 AM
4794 | I-1780-85 | Specific Conductance of Water, Manual | USDOI/USGS | I-1780-85 ~ USGS-NWQL . Specific Conductance of Water, Manual |  | https://www.nemi.gov/methods/method_summary/8914/ | 9/7/2023 5:37:20 PM
4795 | I-1800 | Strontium, dissolved, atomic absorption spectrometric | USDOI/USGS | I-1800 ~ USGS-NWQL . Strontium, dissolved, atomic absorption spectrometric |  | https://www.nemi.gov/methods/method_summary/5475/ | 9/7/2023 5:37:20 PM
100797 | I-1866***retired*** I1866 | DO NOT USE***I-1866 ~ Thallium, dissolved, graphite furnace | USDOI/USGS | DO NOT USE ~ | duplicate records |  | 11/18/2024 5:21:35 PM
4796 | I-1900 | Zinc, dissolved, atomic absorption spectrometric | USDOI/USGS | I-1900 ~ USGS-NWQL . Zinc, dissolved, atomic absorption spectrometric |  | https://www.nemi.gov/methods/method_summary/5477/ | 9/7/2023 5:37:20 PM
100798 | I-1901***retired*** I1901 | DO NOT USE***I-1901 ~ Zinc, dissolved, graphite furnace | USDOI/USGS | DO NOT USE ~ | duplicate records |  | 11/18/2024 5:21:35 PM
4797 | I-2020-05 | Elements (filtered) in water by cICP-MS | USDOI/USGS | I-2020-05 ~ USGS-NWQL . Elements (filtered) in water by cICP-MS |  | https://www.nemi.gov/methods/method_summary/9352/ | 9/7/2023 5:37:20 PM
4798 | I-2030-85 | Alkalinity of water samples | USDOI/USGS | I-2030-85 ~ USGS-NWQL . Alkalinity of water samples |  | https://www.nemi.gov/methods/method_summary/8898/ | 9/7/2023 5:37:20 PM
4799 | I-2030-89 | Alkalinity of water samples | USDOI/USGS | I-2030-89 ~ USGS-NWQL . Alkalinity of water samples |  | https://www.nemi.gov/methods/method_summary/8950/ | 9/7/2023 5:37:20 PM
100799 | I-2057***retired*** I2057 | DO NOT USE***I-2057 ~ Anions, dissolved, water, IONCHR | USDOI/USGS | DO NOT USE ~ | duplicate records |  | 11/18/2024 5:21:35 PM
100943 | I-2057-85 | Anions, dissolved, water, IONCHR | USDOI/USGS | I-2057-85 ~ USGS-NWQL |  |  | 1/12/2023 8:13:18 AM
100944 | I-2057-89 | Anions, Ion-exchange chromatographic, automated; USGS OFR 93-125, p.19 | USDOI/USGS | I-2057-89 ~ USGS-NWQL |  |  | 1/12/2023 8:13:18 AM
100800 | I-2058***retired*** I2058 | DO NOT USE***I-2058 ~ Anions, dissolved, water, IONCHR | USDOI/USGS | DO NOT USE ~ | duplicate records |  | 11/18/2024 5:21:35 PM
100801 | I-2062***retired*** I2062 | DO NOT USE***I-2062 ~ Arsenic, dissolved, water, hydride_AA. | USDOI/USGS | DO NOT USE ~ | duplicate records |  | 11/18/2024 5:21:35 PM
4800 | I-2063-98 | Arsenic in water by graphite furnace-atomic absorption spectrometry, dissolved | USDOI/USGS | I-2063-98 ~ USGS-NWQL . Arsenic in water by graphite furnace-atomic absorption spectrometry, dissolved |  | https://www.nemi.gov/methods/method_summary/8920/ | 9/7/2023 5:37:20 PM
4801 | I-2129-85 | Bromide in Water by Colorimetry | USDOI/USGS | I-2129-85 ~ USGS-NWQL . Bromide in Water by Colorimetry |  | https://www.nemi.gov/methods/method_summary/8926/ | 9/7/2023 5:37:20 PM
4802 | I-2138-89 | Cadmium in Water by GFAA, Dissolved | USDOI/USGS | I-2138-89 ~ USGS-NWQL . Cadmium in Water by GFAA, Dissolved |  | https://www.nemi.gov/methods/method_summary/8955/ | 9/7/2023 5:37:20 PM
4803 | I-2187-85 | Chloride, dissolved, in water by colorimetric, ferric thiocyanate, automated-segmented flow | USDOI/USGS | I-2187-85 ~ USGS-NWQL . Chloride, dissolved, in water by colorimetric, ferric thiocyanate, automated-segmented flow |  | https://www.nemi.gov/methods/method_summary/9617/ | 9/7/2023 5:37:20 PM
4804 | I-2191-02 | Laboratory arsenic speciation, phosphate mobile phase, arsine generation, ICP-MS detection, dissolved | USDOI/USGS | I-2191-02 ~ USGS-NWQL . Laboratory arsenic speciation, phosphate mobile phase, arsine generation, ICP-MS detection, dissolved |  | https://www.nemi.gov/methods/method_summary/8886/ | 9/7/2023 5:37:20 PM
4805 | I-2192-02 | Laboratory arsenic speciation, malonate/acetate mobile phase, ICP-MS detection, dissolved | USDOI/USGS | I-2192-02 ~ USGS-NWQL . Laboratory arsenic speciation, malonate/acetate mobile phase, ICP-MS detection, dissolved |  | https://www.nemi.gov/methods/method_summary/8888/ | 9/7/2023 5:37:20 PM
4806 | I-2193-02 | Laboratory arsenic speciation, nitric acid mobile phase, ICP-MS detection, dissolved | USDOI/USGS | I-2193-02 ~ USGS-NWQL . Laboratory arsenic speciation, nitric acid mobile phase, ICP-MS detection, dissolved |  | https://www.nemi.gov/methods/method_summary/8887/ | 9/7/2023 5:37:20 PM
4807 | I-2243 | Cobalt, dissolved, water, GFAA | USDOI/USGS | I-2243 ~ USGS-NWQL . Cobalt, dissolved, water, GFAA |  | https://www.nemi.gov/methods/method_summary/5539/ | 9/7/2023 5:37:20 PM
4808 | I-2274 | Copper, dissolved in water by GFAA | USDOI/USGS | I-2274 ~ USGS-NWQL . Copper, dissolved in water by GFAA |  | https://www.nemi.gov/methods/method_summary/5681/ | 9/7/2023 5:37:20 PM
100802 | I-2302***retired*** I2302 | DO NOT USE***I-2302 ~ Cyanide, whole water recoverable; colorimetric | USDOI/USGS | DO NOT USE ~ | duplicate records |  | 11/18/2024 5:21:35 PM
4809 | I-2327-85 | Fluoride Ion in Water by Ion-Selective Electrode, Dissolved | USDOI/USGS | I-2327-85 ~ USGS-NWQL . Fluoride Ion in Water by Ion-Selective Electrode, Dissolved |  | https://www.nemi.gov/methods/method_summary/8953/ | 9/7/2023 5:37:20 PM
4810 | I-2371 | Iodide, dissolved in water by colorimetry | USDOI/USGS | I-2371 ~ USGS-NWQL . Iodide, dissolved in water by colorimetry |  | https://www.nemi.gov/methods/method_summary/5661/ | 9/7/2023 5:37:20 PM
4811 | I-2403 | Lead, dissolved in water by GFAA | USDOI/USGS | I-2403 ~ USGS-NWQL . Lead, dissolved in water by GFAA |  | https://www.nemi.gov/methods/method_summary/5682/ | 9/7/2023 5:37:20 PM
100803 | I-2462***retired*** I2462 | DO NOT USE***I-2462 ~ Mercury, dissolved, CVFAA | USDOI/USGS | DO NOT USE ~ | duplicate records |  | 11/18/2024 5:21:35 PM
4812 | I-2464-01 | Organic plus Inorganic Mercury in Filtered Natural Water by Cold-Vapor AFS | USDOI/USGS | I-2464-01 ~ USGS-NWQL . Organic plus Inorganic Mercury in Filtered Natural Water by Cold-Vapor AFS |  | https://www.nemi.gov/methods/method_summary/8884/ | 9/7/2023 5:37:20 PM
4813 | I-2477-92 | Determination of metals in Water by ICP-MS | USDOI/USGS | I-2477-92 ~ USGS-NWQL . Determination of metals in Water by ICP-MS |  | https://www.nemi.gov/methods/method_summary/8934/ | 9/7/2023 5:37:20 PM
4814 | I-2503 | Nickel, dissolved, GFAA | USDOI/USGS | I-2503 ~ USGS-NWQL . Nickel, dissolved, GFAA |  | https://www.nemi.gov/methods/method_summary/5479/ | 9/7/2023 5:37:20 PM
4815 | I-2515-91 | Ammonium plus organic nitrogen, dissolved | USDOI/USGS | I-2515-91 ~ USGS-NWQL . Ammonium plus organic nitrogen, dissolved |  | https://www.nemi.gov/methods/method_summary/8941/ | 9/7/2023 5:37:20 PM
4816 | I-2522-90 | Ammonia in Water by Colorimetry | USDOI/USGS | I-2522-90 ~ USGS-NWQL . Ammonia in Water by Colorimetry |  | https://www.nemi.gov/methods/method_summary/8899/ | 9/7/2023 5:37:20 PM
4817 | I-2525 | Nitrogen, ammonia, dissolved, low ionic-strength, colorimetric, ASF | USDOI/USGS | I-2525 ~ USGS-NWQL . Nitrogen, ammonia, dissolved, low ionic-strength, colorimetric, ASF |  | https://www.nemi.gov/methods/method_summary/5480/ | 9/7/2023 5:37:20 PM
100586 | I-2525-89 | Nutrients, low level, filtered water, salicylate-hypochlorite, colorimetric | USDOI/USGS | I-2525-89 ~ USGS-NWQL . Nutrients, low level, filtered water, salicylate-hypochlorite, colorimetric |  |  | 9/7/2023 5:37:21 PM
1432 | I-2540-90 | Nitrite-Nitrogen in Water by Colorimetry | USDOI/USGS | I-2540-90 ~ USGS-NWQL . Nitrite in Water by Colorimetry |  | https://www.nemi.gov/methods/method_summary/8901/ | 9/7/2023 5:37:18 PM
4818 | I-2542 | Nitrogen, nitrite, dissolved, colorimetric, ASF, low ionic-strength | USDOI/USGS | I-2542 ~ USGS-NWQL . Nitrogen, nitrite, dissolved, colorimetric, ASF, low ionic-strength |  | https://www.nemi.gov/methods/method_summary/5481/ | 9/7/2023 5:37:20 PM
100587 | I-2542-89 | Nutrients, low level, filtered water, colorimetric | USDOI/USGS | I-2542-89 ~ USGS-NWQL . Nutrients, low level, filtered water, salicylate-hypochlorite, colorimetric |  |  | 9/7/2023 5:37:21 PM
4819 | I-2545 | Nitrogen, nitrite plus nitrate, dissolved, colorimetric, ASF | USDOI/USGS | I-2545 ~ USGS-NWQL . Nitrogen, nitrite plus nitrate, dissolved, colorimetric, ASF |  | https://www.nemi.gov/methods/method_summary/5482/ | 9/7/2023 5:37:20 PM
4820 | I-2546-91 | Nitrate and Nitrite in Low Ionic-Strength Water by Colorimetry | USDOI/USGS | I-2546-91 ~ USGS-NWQL . Nitrate and Nitrite in Low Ionic-Strength Water by Colorimetry |  | https://www.nemi.gov/methods/method_summary/8904/ | 9/7/2023 5:37:20 PM
100084 | I-2547-11 | Colorimetric Determination of Nitrate Plus Nitrite in Water by Enzymatic Reduction | USDOI/USGS |  |  | https://www.nemi.gov/methods/method_summary/12251/ | 6/1/2016 7:25:02 AM
100085 | I-2548-11 | Nitrate Plus Nitrite in Water by Enzymatic Reduction, Low Level, Auto Analyzer | USDOI/USGS |  |  | https://www.nemi.gov/methods/method_summary/12252/ | 6/1/2016 7:25:02 AM
4821 | I-2587-85 | pH of Water Samples, Automated | USDOI/USGS | I-2587-85 ~ USGS-NWQL . pH of Water Samples, Automated |  | https://www.nemi.gov/methods/method_summary/8906/ | 9/7/2023 5:37:20 PM
100945 | I-2587-89 | pH, electrometric, glass-electrode; USGS TWRI 5-A1/1989, p.363 | USDOI/USGS | I-2587-89 ~ USGS-NWQL |  |  | 1/12/2023 8:13:18 AM
4822 | I-2598-85 | Phosphorus, orthoposphate in water by automated discrete colorimetry, phosphomolybdate | USDOI/USGS | I-2598-85 ~ USGS-NWQL . Phosphorus, orthoposphate in water by automated discrete colorimetry, phosphomolybdate |  | https://www.nemi.gov/methods/method_summary/10456/ | 9/7/2023 5:37:20 PM
4823 | I-2601-90 | Phosphorus, Orthophosphate in Water by Colorimetry | USDOI/USGS | I-2601-90 ~ USGS-NWQL . Phosphorus, Orthophosphate in Water by Colorimetry |  | https://www.nemi.gov/methods/method_summary/8907/ | 9/7/2023 5:37:20 PM
100804 | I-2602***retired*** I2602 | DO NOT USE***I-2602 ~ Phosphorus, orthophosphate plus hydrolyzable, dissolved, colorimetric, ASF | USDOI/USGS | DO NOT USE ~ | duplicate records |  | 11/18/2024 5:21:35 PM
4824 | I-2606 | Phosphorus, orthophosphate plus hydrolyzable, dissolved, colorimetric, ASF | USDOI/USGS | I-2606 ~ USGS-NWQL . Phosphorus, orthophosphate plus hydrolyzable, dissolved, colorimetric, ASF |  | https://www.nemi.gov/methods/method_summary/5484/ | 9/7/2023 5:37:20 PM
100588 | I-2606-89 | Nutrients, low level (LL), filtered water, phosphomolybdate, colorimetric | USDOI/USGS | I-2606-89 ~ USGS-NWQL . Nutrients, low level, filtered water, salicylate-hypochlorite, colorimetric |  |  | 9/7/2023 5:37:21 PM
4825 | I-2607 | Phosphorus, dissolved, low ionic-strength, colorimetric, ASF | USDOI/USGS | I-2607 ~ USGS-NWQL . Phosphorus, dissolved, low ionic-strength, colorimetric, ASF |  | https://www.nemi.gov/methods/method_summary/5485/ | 9/7/2023 5:37:20 PM
4826 | I-2610-91 | Phosphorus in Water by Kjeldahl Digestion and Colorimetric Finish, Filtered | USDOI/USGS | I-2610-91 ~ USGS-NWQL . Phosphorus in Water by Kjeldahl Digestion and Colorimetric Finish, Filtered |  | https://www.nemi.gov/methods/method_summary/8922/ | 9/7/2023 5:37:20 PM
4827 | I-2650-03 | Nitrogen and Phosphorus, Dissolved, in water by Alkaline Persulfate Digestion | USDOI/USGS | I-2650-03 ~ USGS-NWQL . Nitrogen and Phosphorus, Dissolved, in water by Alkaline Persulfate Digestion |  | https://www.nemi.gov/methods/method_summary/8885/ | 9/7/2023 5:37:20 PM
4828 | I-2667-85 | Selenium in water by atomic absorption, hydride, dissolved | USDOI/USGS | I-2667-85 ~ USGS-NWQL . Selenium in water by atomic absorption, hydride, dissolved |  | https://www.nemi.gov/methods/method_summary/8913/ | 9/7/2023 5:37:20 PM
4829 | I-2668-98 | Selenium in water by graphite furnace-atomic absorption spectrometry, dissolved | USDOI/USGS | I-2668-98 ~ USGS-NWQL . Selenium in water by graphite furnace-atomic absorption spectrometry, dissolved |  | https://www.nemi.gov/methods/method_summary/8892/ | 9/7/2023 5:37:20 PM
4830 | I-2700-85 | Silica, Colorimetric, Dissolved | USDOI/USGS | I-2700-85 ~ USGS-NWQL . Silica, Colorimetric, Dissolved |  | https://www.nemi.gov/methods/method_summary/8917/ | 9/7/2023 5:37:20 PM
4831 | I-2724 | Silver, dissolved, GFAA | USDOI/USGS | I-2724 ~ USGS-NWQL . Silver, dissolved, GFAA |  | https://www.nemi.gov/methods/method_summary/5486/ | 9/7/2023 5:37:20 PM
4832 | I-2725 | Silver, atomic absorption spectrophotometry, graphite furnace, LIS | USDOI/USGS | I-2725 ~ USGS-NWQL . Silver, atomic absorption spectrophotometry, graphite furnace, LIS |  | https://www.nemi.gov/methods/method_summary/5487/ | 9/7/2023 5:37:20 PM
4833 | I-2725-93 (HGA) | I-2725-93 HGA ~ Silver in Water by Atomic Absorption Spectrophotmetry, Graphite Furnace, Low Ionic Strength | USDOI/USGS | I-2725-93 (HGA) ~ USGS-NWQL . Silver in Water by Atomic Absorption Spectrophotmetry, Graphite Furnace, Low Ionic Strength |  | https://www.nemi.gov/methods/method_summary/8966/ | 9/7/2023 5:37:20 PM
4834 | I-2725-93 (THGA) | I-2725-93 THGA ~ Silver in Water by Atomic Absorption Spectrophotmetry, Graphite Furnace, Low Ionic Strength | USDOI/USGS | I-2725-93 (THGA) ~ USGS-NWQL . Silver in Water by Atomic Absorption Spectrophotmetry, Graphite Furnace, Low Ionic Strength |  | https://www.nemi.gov/methods/method_summary/8967/ | 9/7/2023 5:37:20 PM
4835 | I-2781-85 | Specific Conductance of Water, Automated | USDOI/USGS | I-2781-85 ~ USGS-NWQL . Specific Conductance of Water, Automated |  | https://www.nemi.gov/methods/method_summary/8921/ | 9/7/2023 5:37:20 PM
100805 | I-2880***retired*** I2880 | DO NOT USE***I-2880 ~ Vanadium, dissolved, colorimetry | USDOI/USGS | DO NOT USE ~ | duplicate records |  | 11/18/2024 5:21:35 PM
4836 | I-3051-85 | Aluminum in water by atomic absorption spectrometric, direct aspiration | USDOI/USGS | I-3051-85 ~ USGS-NWQL . Aluminum in water by atomic absorption spectrometric, direct aspiration |  | https://www.nemi.gov/methods/method_summary/9603/ | 9/7/2023 5:37:20 PM
100806 | I-3054***retired*** I3054 | DO NOT USE***I-3054 ~ Aluminum, total recoverable, water, DCP | USDOI/USGS | DO NOT USE ~ | duplicate records |  | 11/18/2024 5:21:35 PM
100807 | I-3055***retired*** I3055 | DO NOT USE***I-3055 ~ Antimony, total, water, hydride _AA | USDOI/USGS | DO NOT USE ~ | duplicate records |  | 11/18/2024 5:21:35 PM
4837 | I-3060-85 | Arsenic, total, in water by colorimetric, silver diethyldithiocarbamate | USDOI/USGS | I-3060-85 ~ USGS-NWQL . Arsenic, total, in water by colorimetric, silver diethyldithiocarbamate |  | https://www.nemi.gov/methods/method_summary/9608/ | 9/7/2023 5:37:20 PM
4838 | I-3062-85 | Arsenic, total, in water by atomic absorption spectrometric, hydride | USDOI/USGS | I-3062-85 ~ USGS-NWQL . Arsenic, total, in water by atomic absorption spectrometric, hydride |  | https://www.nemi.gov/methods/method_summary/9616/ | 9/7/2023 5:37:20 PM
100808 | I-3084***retired*** I3084 | DO NOT USE***I-3084 ~ Barium, total-recoverable, water, FLAA | USDOI/USGS | DO NOT USE ~ | duplicate records |  | 11/18/2024 5:21:35 PM
100809 | I-3095***retired*** I3095 | DO NOT USE***I-3095 ~ Beryllium, total-recoverable, water, FLAA | USDOI/USGS | DO NOT USE ~ | duplicate records |  | 11/18/2024 5:21:35 PM
4839 | I-3112-85 | Boron in water by colorimetric, curcumin | USDOI/USGS | I-3112-85 ~ USGS-NWQL . Boron in water by colorimetric, curcumin |  | https://www.nemi.gov/methods/method_summary/9620/ | 9/7/2023 5:37:20 PM
100810 | I-3135***retired*** I3135 | DO NOT USE***I-3135 ~ Cadmium, total-recoverable, water, FLAA | USDOI/USGS | DO NOT USE ~ | duplicate records |  | 11/18/2024 5:21:35 PM
4840 | I-3136-85 | Cadmium in water by AAS, chelation-extraction | USDOI/USGS | I-3136-85 ~ USGS-NWQL . Cadmium in water by AAS, chelation-extraction |  | https://www.nemi.gov/methods/method_summary/9621/ | 9/7/2023 5:37:20 PM
100811 | I-3152***retired*** I3152 | DO NOT USE***I-3152 ~ Calcium, total-recoverable, water, FLAA | USDOI/USGS | DO NOT USE ~ | duplicate records |  | 11/18/2024 5:21:35 PM
100812 | I-3153***retired*** I3153 | DO NOT USE***I-3153 ~ Calcium, total-recoverable, water, FLAA | USDOI/USGS | DO NOT USE ~ | duplicate records |  | 11/18/2024 5:21:35 PM
4841 | I-3229-87 | Chromium in Water by Atomic Emission, Whole Water Recoverable | USDOI/USGS | I-3229-87 ~ USGS-NWQL . Chromium in Water by Atomic Emission, Whole Water Recoverable |  | https://www.nemi.gov/methods/method_summary/8951/ | 9/7/2023 5:37:20 PM
4842 | I-3233 | Chromium, whole-water-recoverable, water, GFAA | USDOI/USGS | I-3233 ~ USGS-NWQL . Chromium, whole-water-recoverable, water, GFAA |  | https://www.nemi.gov/methods/method_summary/5547/ | 9/7/2023 5:37:20 PM
4843 | I-3236-85 | Chromium, total recoverable, in water by atomic absorption spectrometric, direct aspiration | USDOI/USGS | I-3236-85 ~ USGS-NWQL . Chromium, total recoverable, in water by atomic absorption spectrometric, direct aspiration |  | https://www.nemi.gov/methods/method_summary/9612/ | 9/7/2023 5:37:20 PM
100813 | I-3239***retired*** I3239 | DO NOT USE***I-3239 ~ Cobalt, total-recoverable, water, FLAA | USDOI/USGS | DO NOT USE ~ | duplicate records |  | 11/18/2024 5:21:35 PM
100814 | I-3270***retired*** I3270 | DO NOT USE***I-3270 ~ Copper, whole water recoverable by FLAA | USDOI/USGS | DO NOT USE ~ | duplicate records |  | 11/18/2024 5:21:35 PM
4844 | I-3271-85 | Copper, total recoverable, in water by atomic absorption spectrometric, chelation-extraction | USDOI/USGS | I-3271-85 ~ USGS-NWQL . Copper, total recoverable, in water by atomic absorption spectrometric, chelation-extraction |  | https://www.nemi.gov/methods/method_summary/9613/ | 9/7/2023 5:37:20 PM
100815 | I-3300***retired*** I3300 | DO NOT USE***I-3300 ~ Cyanide in Water by Colorimetry | USDOI/USGS | DO NOT USE ~ | duplicate records |  | 11/18/2024 5:21:35 PM
4845 | I-3300-85 | Cyanide, Colorimetric, Pyridine-Pyrazolone, Total | USDOI/USGS | I-3300-85 ~ USGS-NWQL . Cyanide, Colorimetric, Pyridine-Pyrazolone, Total |  | https://www.nemi.gov/methods/method_summary/8903/ | 9/7/2023 5:37:20 PM
100816 | I-3381***retired*** I3381 | DO NOT USE***I-3381 ~ Iron, water, whole water recoverable; FLAA | USDOI/USGS | DO NOT USE ~ | duplicate records |  | 11/18/2024 5:21:35 PM
100817 | I-3399***retired*** I3399 | DO NOT USE***I-3399 ~ Lead, total recoverable, FLAA | USDOI/USGS | DO NOT USE ~ | duplicate records |  | 11/18/2024 5:21:35 PM
100818 | I-3425***retired*** I3425 | DO NOT USE***I-3425 ~ Lithium, total recoverable, FLAA | USDOI/USGS | DO NOT USE ~ | duplicate records |  | 11/18/2024 5:21:35 PM
100819 | I-3447***retired*** I3447 | DO NOT USE***I-3447 ~ Magnesium, total recoverable, FLAA | USDOI/USGS | DO NOT USE ~ | duplicate records |  | 11/18/2024 5:21:35 PM
100820 | I-3448***retired*** I3448 | DO NOT USE***I-3448 ~ Magnesium, total recoverable, FLAA | USDOI/USGS | DO NOT USE ~ | duplicate records |  | 11/18/2024 5:21:35 PM
100821 | I-3454***retired*** I3454 | DO NOT USE***I-3454 ~ Manganese, total recoverable, FLAA | USDOI/USGS | DO NOT USE ~ | duplicate records |  | 11/18/2024 5:21:35 PM
100822 | I-3462***retired*** I3462 | DO NOT USE***I-3462 ~ Mercury, total recoverable, CVFAA | USDOI/USGS | DO NOT USE ~ | duplicate records |  | 11/18/2024 5:21:35 PM
4846 | I-3486-95 | Extraction Procedure for Metals in Water by In-Bottle Acid Digestion | USDOI/USGS | I-3486-95 ~ USGS-NWQL . Extraction Procedure for Metals in Water by In-Bottle Acid Digestion |  | https://www.nemi.gov/methods/method_summary/8961/ | 9/7/2023 5:37:20 PM
4847 | I-3487-98 | Comparison of In-Bottle and Other Whole-Water Digestion Procedures | USDOI/USGS | I-3487-98 ~ USGS-NWQL . Comparison of In-Bottle and Other Whole-Water Digestion Procedures |  | https://www.nemi.gov/methods/method_summary/8929/ | 9/7/2023 5:37:20 PM
4848 | I-3490-85 | Molybdenum , total recoverable, in water by atomic absorption spectrometric, chelation-extraction | USDOI/USGS | I-3490-85 ~ USGS-NWQL . Molybdenum , total recoverable, in water by atomic absorption spectrometric, chelation-extraction |  | https://www.nemi.gov/methods/method_summary/9598/ | 9/7/2023 5:37:20 PM
4849 | I-3492-96 | Molybdenum in Water by Graphite Furnace Atomic Absorption Spectrophotometry, unfiltered | USDOI/USGS | I-3492-96 ~ USGS-NWQL . Molybdenum in Water by Graphite Furnace Atomic Absorption Spectrophotometry, unfiltered |  | https://www.nemi.gov/methods/method_summary/8948/ | 9/7/2023 5:37:20 PM
100823 | I-3499***retired*** I3499 | DO NOT USE***I-3499 ~ Nickel, total recoverable FLAA | USDOI/USGS | DO NOT USE ~ | duplicate records |  | 11/18/2024 5:21:35 PM
4850 | I-3520-85 | Nitrogen, ammonia in water by colorimetric, distillation-nesslerization | USDOI/USGS | I-3520-85 ~ USGS-NWQL . Nitrogen, ammonia in water by colorimetric, distillation-nesslerization |  | https://www.nemi.gov/methods/method_summary/9619/ | 9/7/2023 5:37:20 PM
4851 | I-3560-85 | Chemical oxygen demand (COD), total, in water by titrimetric, dichromate oxidation | USDOI/USGS | I-3560-85 ~ USGS-NWQL . Chemical oxygen demand (COD), total, in water by titrimetric, dichromate oxidation |  | https://www.nemi.gov/methods/method_summary/9604/ | 9/7/2023 5:37:20 PM
4852 | I-3630-85 | Potassium in Water by Atomic Absorption Spectrometry, Total Recoverable | USDOI/USGS | I-3630-85 ~ USGS-NWQL . Potassium in Water by Atomic Absorption Spectrometry, Total Recoverable |  | https://www.nemi.gov/methods/method_summary/8895/ | 9/7/2023 5:37:20 PM
100824 | I-3631***retired*** I3631 | DO NOT USE***I-3631 ~ Potassium, total recoverable, FLAA | USDOI/USGS | DO NOT USE ~ | duplicate records |  | 11/18/2024 5:21:35 PM
4853 | I-3667-85 | Selenium, total, in water by atomic absorption spectrometric, hydride | USDOI/USGS | I-3667-85 ~ USGS-NWQL . Selenium, total, in water by atomic absorption spectrometric, hydride |  | https://www.nemi.gov/methods/method_summary/9606/ | 9/7/2023 5:37:20 PM
4854 | I-3720-85 | Silver in water by AAS, chelation-extraction | USDOI/USGS | I-3720-85 ~ USGS-NWQL . Silver in water by AAS, chelation-extraction |  | https://www.nemi.gov/methods/method_summary/9622/ | 9/7/2023 5:37:20 PM
4855 | I-3735 | Sodium, total recoverable, atomic absorption spectrometric | USDOI/USGS | I-3735 ~ USGS-NWQL . Sodium, total recoverable, atomic absorption spectrometric |  | https://www.nemi.gov/methods/method_summary/5491/ | 9/7/2023 5:37:20 PM
100825 | I-3736***retired*** I3736 | DO NOT USE***I-3736 ~ Sodium, total recoverable, atomic absorption spectrometric | USDOI/USGS | DO NOT USE ~ | duplicate records |  | 11/18/2024 5:21:35 PM
100086 | I-3752-85 | Fixed Solids | USDOI/USGS |  |  |  | 6/1/2016 7:25:02 AM
4856 | I-3753 | Solids, volatile-on-ignition, total, gravimetric | USDOI/USGS | I-3753 ~ USGS-NWQL . Solids, volatile-on-ignition, total, gravimetric |  | https://www.nemi.gov/methods/method_summary/5494/ | 9/7/2023 5:37:20 PM
100087 | I-3765-85 | Solids, residue at 105°C | USDOI/USGS |  |  |  | 6/1/2016 7:25:03 AM
100088 | I-3766-85 | Solids, nonvolatile-on-ignition, suspended, calculation | USDOI/USGS |  |  |  | 6/1/2016 7:25:03 AM
4857 | I-3767 | Solids, volatile-on-ignition, suspended, gravimetric | USDOI/USGS | I-3767 ~ USGS-NWQL . Solids, volatile-on-ignition, suspended, gravimetric |  | https://www.nemi.gov/methods/method_summary/5496/ | 9/7/2023 5:37:20 PM
100089 | I-3767-85 | Solids, volatile-on-ignition, suspended, gravimetric | USDOI/USGS |  |  |  | 6/1/2016 7:25:03 AM
4858 | I-3800 | Strontium, total recoverable, atomic absorption spectrometric | USDOI/USGS | I-3800 ~ USGS-NWQL . Strontium, total recoverable, atomic absorption spectrometric |  | https://www.nemi.gov/methods/method_summary/5497/ | 9/7/2023 5:37:20 PM
100826 | I-3840***retired*** I3840 | DO NOT USE***I-3840 ~ Sulfide, total, iodometric | USDOI/USGS | DO NOT USE ~ | duplicate records |  | 11/18/2024 5:21:35 PM
4859 | I-3850-78 | Tin, total recoverable, in water by direct atomic absorption spectrometric | USDOI/USGS | I-3850-78 ~ USGS-NWQL . Tin, total recoverable, in water by direct atomic absorption spectrometric |  | https://www.nemi.gov/methods/method_summary/9595/ | 9/7/2023 5:37:20 PM
4860 | I-3900 | Zinc, total recoverable, atomic absorption spectrometric | USDOI/USGS | I-3900 ~ USGS-NWQL . Zinc, total recoverable, atomic absorption spectrometric |  | https://www.nemi.gov/methods/method_summary/5500/ | 9/7/2023 5:37:20 PM
4861 | I-4020-05 | Elements (unfiltered) in water by cICP-MS | USDOI/USGS | I-4020-05 ~ USGS-NWQL . Elements (unfiltered) in water by cICP-MS |  | https://www.nemi.gov/methods/method_summary/9353/ | 9/7/2023 5:37:20 PM
100827 | I-4062***retired*** I4062 | DO NOT USE***I-4062 ~ Arsenic, total, water, hydride _AA | USDOI/USGS | DO NOT USE ~ | duplicate records |  | 11/18/2024 5:21:35 PM
4862 | I-4063-98 | Arsenic in water by graphite furnace-atomic absorption spectrometry, whole-water recoverable | USDOI/USGS | I-4063-98 ~ USGS-NWQL . Arsenic in water by graphite furnace-atomic absorption spectrometry, whole-water recoverable |  | https://www.nemi.gov/methods/method_summary/8919/ | 9/7/2023 5:37:20 PM
4863 | I-4138-89 | Cadmium in Water by GFAA, Whole Water Recoverable | USDOI/USGS | I-4138-89 ~ USGS-NWQL . Cadmium in Water by GFAA, Whole Water Recoverable |  | https://www.nemi.gov/methods/method_summary/8894/ | 9/7/2023 5:37:20 PM
4864 | I-4243 | Cobalt, whole-water-recoverable, water, GFAA | USDOI/USGS | I-4243 ~ USGS-NWQL . Cobalt, whole-water-recoverable, water, GFAA |  | https://www.nemi.gov/methods/method_summary/5550/ | 9/7/2023 5:37:20 PM
4865 | I-4274 | Copper, whole water recoverable by GFAA | USDOI/USGS | I-4274 ~ USGS-NWQL . Copper, whole water recoverable by GFAA |  | https://www.nemi.gov/methods/method_summary/5683/ | 9/7/2023 5:37:20 PM
100828 | I-4302***retired*** I4302 | DO NOT USE***I-4302 ~ Cyanide, whole water recoverable; colorimetric | USDOI/USGS | DO NOT USE ~ | duplicate records |  | 11/18/2024 5:21:35 PM
4866 | I-4327-85 | Fluoride Ion in Water by Ion-Selective Electrode, Total | USDOI/USGS | I-4327-85 ~ USGS-NWQL . Fluoride Ion in Water by Ion-Selective Electrode, Total |  | https://www.nemi.gov/methods/method_summary/8954/ | 9/7/2023 5:37:20 PM
4867 | I-4403 | Lead, whole water recoverable, GFAA | USDOI/USGS | I-4403 ~ USGS-NWQL . Lead, whole water recoverable, GFAA |  | https://www.nemi.gov/methods/method_summary/5672/ | 9/7/2023 5:37:20 PM
4868 | I-4464-01 | Organic plus Inorganic Mercury in Unfiltered Natural Water by Cold-Vapor AFS | USDOI/USGS | I-4464-01 ~ USGS-NWQL . Organic plus Inorganic Mercury in Unfiltered Natural Water by Cold-Vapor AFS |  | https://www.nemi.gov/methods/method_summary/8936/ | 9/7/2023 5:37:20 PM
100940 | I-4471-92 | Determination of Elements in Whole-Water Digests Using Inductively Coupled Plasma-Optical Emission Spectrometry and Inductively Coupled Plasma-Mass Spectrometry | USDOI/USGS | I-4471-92 ~ USGS-NWQL |  |  | 1/12/2023 8:13:18 AM
3222 | I-4471-97 | Metals in Water by Inductively Coupled Plasma/Optical Emission Spectrometry | USDOI/USGS | I-4471-97 ~ USGS-NWQL . Metals in Water by Inductively Coupled Plasma/Optical Emission Spectrometry, Whole-Water Recoverable |  | https://www.nemi.gov/methods/method_summary/8935/ | 9/7/2023 5:37:19 PM
100941 | I-4472-92 | Methods of Analysis by the U.S. Geological Survey National Water Quality Laboratory - Determination of Elements in Whole-Water Digests Using Inductively Coupled Plasma-Optical Emission Spectrometry a | USDOI/USGS | I-4472-92 ~ USGS-NWQL |  |  | 1/12/2023 8:13:18 AM
4869 | I-4472-97 | Metals in Water by Inductively Coupled Plasma/Mass Spectrometer, Whole-Water Recoverable | USDOI/USGS | I-4472-97 ~ USGS-NWQL . Metals in Water by Inductively Coupled Plasma/Mass Spectrometer, Whole-Water Recoverable |  | https://www.nemi.gov/methods/method_summary/8974/ | 9/7/2023 5:37:20 PM
4870 | I-4503 | Nickel, whole water recoverable, GFAA | USDOI/USGS | I-4503 ~ USGS-NWQL . Nickel, whole water recoverable, GFAA |  | https://www.nemi.gov/methods/method_summary/5501/ | 9/7/2023 5:37:20 PM
4871 | I-4515-91 | Ammonium plus organic nitrogen, total | USDOI/USGS | I-4515-91 ~ USGS-NWQL . Ammonium plus organic nitrogen, total |  | https://www.nemi.gov/methods/method_summary/8940/ | 9/7/2023 5:37:20 PM
4872 | I-4523-85 | Nitrogen, ammonia, total, in water by colorimetric, indophenol, automated-segmented flow | USDOI/USGS | I-4523-85 ~ USGS-NWQL . Nitrogen, ammonia, total, in water by colorimetric, indophenol, automated-segmented flow |  | https://www.nemi.gov/methods/method_summary/9607/ | 9/7/2023 5:37:20 PM
3162 | I-4540-85 | Nitrogen, nitrite, total, in water by colorimetric, diazotization, automated-segmented flow | USDOI/USGS | I-4540-85 ~ USGS-NWQL . Nitrogen, nitrite, total, in water by colorimetric, diazotization, automated-segmented flow |  | https://www.nemi.gov/methods/method_summary/9602/ | 9/7/2023 5:37:19 PM
4873 | I-4545-85 | Nitrogen, nitrite plus nitrate, total, in water by colorimetric, cadmium reduction-diazotization, automated-segmented fl | USDOI/USGS | I-4545-85 ~ USGS-NWQL . Nitrogen, nitrite plus nitrate, total, in water by colorimetric, cadmium reduction-diazotization, automated-segmented flow |  | https://www.nemi.gov/methods/method_summary/9599/ | 9/7/2023 5:37:20 PM
4874 | I-4551-78 | Nitrogen, ammonia plus organic, total, in water by automated, colorimetric, digestion-distillation-indophenol | USDOI/USGS | I-4551-78 ~ USGS-NWQL . Nitrogen, ammonia plus organic, total, in water by automated, colorimetric, digestion-distillation-indophenol |  | https://www.nemi.gov/methods/method_summary/9594/ | 9/7/2023 5:37:20 PM
4875 | I-4600-85 | Phosphorus, total, in water by colorimetric, phosphomolybdate, automated-segmented flow | USDOI/USGS | I-4600-85 ~ USGS-NWQL . Phosphorus, total, in water by colorimetric, phosphomolybdate, automated-segmented flow |  | https://www.nemi.gov/methods/method_summary/9605/ | 9/7/2023 5:37:20 PM
4876 | I-4601-85 | Phosphorus, orthophosphate, total, in water by colorimetric, phosphomolybdate, automated-segmented flow | USDOI/USGS | I-4601-85 ~ USGS-NWQL . Phosphorus, orthophosphate, total, in water by colorimetric, phosphomolybdate, automated-segmented flow |  | https://www.nemi.gov/methods/method_summary/9614/ | 9/7/2023 5:37:20 PM
4877 | I-4602 | Phosphorus, orthophosphate plus hydrolyzable, total, colorimetric, ASF | USDOI/USGS | I-4602 ~ USGS-NWQL . Phosphorus, orthophosphate plus hydrolyzable, total, colorimetric, ASF |  | https://www.nemi.gov/methods/method_summary/5502/ | 9/7/2023 5:37:20 PM
4878 | I-4607 | Phosphorus, total, colorimetric, ASF | USDOI/USGS | I-4607 ~ USGS-NWQL . Phosphorus, total, colorimetric, ASF |  | https://www.nemi.gov/methods/method_summary/5503/ | 9/7/2023 5:37:20 PM
4879 | I-4610-91 | Phosphorus in Water by Kjeldahl Digestion and Colorimetric Finish, Unfiltered | USDOI/USGS | I-4610-91 ~ USGS-NWQL . Phosphorus in Water by Kjeldahl Digestion and Colorimetric Finish, Unfiltered |  | https://www.nemi.gov/methods/method_summary/8893/ | 9/7/2023 5:37:20 PM
3038 | I-4650-03 | Nitrogen and Phosphorus, Total, Whole-water, Alkaline Persulfate Digest | USDOI/USGS | I-4650-03 ~ USGS-NWQL . Nitrogen and Phosphorus, Total, in whole-water by Alkaline Persulfate Digestion |  | https://www.nemi.gov/methods/method_summary/8883/ | 9/7/2023 5:37:19 PM
4880 | I-4667-85 | Selenium in water by atomic absorption, hydride, total | USDOI/USGS | I-4667-85 ~ USGS-NWQL . Selenium in water by atomic absorption, hydride, total |  | https://www.nemi.gov/methods/method_summary/8905/ | 9/7/2023 5:37:20 PM
4881 | I-4668-98 | Selenium in water by graphite furnace-atomic absorption spectrometry, whole-water recoverable | USDOI/USGS | I-4668-98 ~ USGS-NWQL . Selenium in water by graphite furnace-atomic absorption spectrometry, whole-water recoverable |  | https://www.nemi.gov/methods/method_summary/8956/ | 9/7/2023 5:37:20 PM
4882 | I-4724 | Silver, whole water recoverable, GFAA | USDOI/USGS | I-4724 ~ USGS-NWQL . Silver, whole water recoverable, GFAA |  | https://www.nemi.gov/methods/method_summary/5504/ | 9/7/2023 5:37:20 PM
4883 | I-5020-05 | Elements in sediment or soil (recoverable) by cICP-MS | USDOI/USGS | I-5020-05 ~ USGS-NWQL . Elements in sediment or soil (recoverable) by cICP-MS |  | https://www.nemi.gov/methods/method_summary/9354/ | 9/7/2023 5:37:20 PM
100829 | I-5055***retired*** I5055 | DO NOT USE***I-5055 ~ Antimony, total in bottom material, various, hydride_AA | USDOI/USGS | DO NOT USE ~ | duplicate records |  | 11/18/2024 5:21:35 PM
100830 | I-5084***retired*** I5084 | DO NOT USE***I-5084 ~ Barium, recoverable-from-bottom-material, dry wt | USDOI/USGS | DO NOT USE ~ | duplicate records |  | 11/18/2024 5:21:35 PM
100831 | I-5095***retired*** I5095 | DO NOT USE***I-5095 ~ Beryllium, recoverable- from -bottom-material, various, FLAA | USDOI/USGS | DO NOT USE ~ | duplicate records |  | 11/18/2024 5:21:35 PM
100832 | I-5135***retired*** I5135 | DO NOT USE***I-5135 ~ Cadmium, recoverable-from-bottom-material, various, FLAA | USDOI/USGS | DO NOT USE ~ | duplicate records |  | 11/18/2024 5:21:35 PM
100833 | I-5152***retired*** I5152 | DO NOT USE***I-5152 ~ Calcium, recoverable-from-bottom-material, various, FLAA | USDOI/USGS | DO NOT USE ~ | duplicate records |  | 11/18/2024 5:21:35 PM
100834 | I-5239***retired*** I5239 | DO NOT USE***I-5239 ~ Cobalt, recoverable-from-bottom-material, various, FLAA | USDOI/USGS | DO NOT USE ~ | duplicate records |  | 11/18/2024 5:21:35 PM
100835 | I-5270***retired*** I5270 | DO NOT USE***I-5270 ~ Copper, recoverable-from-bottom-material, dry wt, FLAA | USDOI/USGS | DO NOT USE ~ | duplicate records |  | 11/18/2024 5:21:35 PM
4884 | I-5300-85 | Cyanide, Colorimetric, Pyridine-Pyrazolone, Bottom material | USDOI/USGS | I-5300-85 ~ USGS-NWQL . Cyanide, Colorimetric, Pyridine-Pyrazolone, Bottom material |  | https://www.nemi.gov/methods/method_summary/8938/ | 9/7/2023 5:37:20 PM
100836 | I-5381***retired*** I5381 | DO NOT USE***I-5381 ~ Iron, recoverable-from-bottom-material, dry wt, FLAA | USDOI/USGS | DO NOT USE ~ | duplicate records |  | 11/18/2024 5:21:35 PM
100837 | I-5399***retired*** I5399 | DO NOT USE***I-5399 ~ Lead, recoverable-from-bottom-material, FLAA | USDOI/USGS | DO NOT USE ~ | duplicate records |  | 11/18/2024 5:21:35 PM
100838 | I-5425***retired*** I5425 | DO NOT USE***I-5425 ~ Lithium, recoverable-from-bottom-material, dry wt, FLAA | USDOI/USGS | DO NOT USE ~ | duplicate records |  | 11/18/2024 5:21:35 PM
100839 | I-5447***retired*** I5447 | DO NOT USE***I-5447 ~ Magnesium, recoverable-from-bottom-material, dry wt, FLAA | USDOI/USGS | DO NOT USE ~ | duplicate records |  | 11/18/2024 5:21:35 PM
100840 | I-5454***retired*** I5454 | DO NOT USE***I-5454 ~ Manganese, recoverable-from-bottom-material, dry wt, FLAA | USDOI/USGS | DO NOT USE ~ | duplicate records |  | 11/18/2024 5:21:35 PM
100841 | I-5462***retired*** I5462 | DO NOT USE***I-5462 ~ Mercury, recoverable-from-bottom-material, CVFAA | USDOI/USGS | DO NOT USE ~ | duplicate records |  | 11/18/2024 5:21:35 PM
100842 | I-5499***retired*** I5499 | DO NOT USE***I-5499 ~ Nickel, recoverable-from-bottom-material, dry wt, FLAA | USDOI/USGS | DO NOT USE ~ | duplicate records |  | 11/18/2024 5:21:35 PM
100843 | I-5553***retired*** I5553 | DO NOT USE***I-5553 ~ Nitrogen, ammonia plus organic, total-in-bottom-material, dry wt, titration | USDOI/USGS | DO NOT USE ~ | duplicate records |  | 11/18/2024 5:21:35 PM
4885 | I-5735 | Sodium, recoverable-from-bottom-material, dry wt, atomic absorption spectrometric | USDOI/USGS | I-5735 ~ USGS-NWQL . Sodium, recoverable-from-bottom-material, dry wt, atomic absorption spectrometric |  | https://www.nemi.gov/methods/method_summary/5507/ | 9/7/2023 5:37:20 PM
4886 | I-5753 | Solids, volatile-on-ignition, total-in-bottom-material, dry wt, gravimetric | USDOI/USGS | I-5753 ~ USGS-NWQL . Solids, volatile-on-ignition, total-in-bottom-material, dry wt, gravimetric |  | https://www.nemi.gov/methods/method_summary/5508/ | 9/7/2023 5:37:20 PM
4887 | I-5800 | Strontium, recoverable-from-bottom-material, dry wt, atomic absorption spectrometric | USDOI/USGS | I-5800 ~ USGS-NWQL . Strontium, recoverable-from-bottom-material, dry wt, atomic absorption spectrometric |  | https://www.nemi.gov/methods/method_summary/5509/ | 9/7/2023 5:37:20 PM
4888 | I-5830-85 | Postassium in Bottom Materials by Atomic Absorption Spectrometry, Total Recoverable, Bottom Material | USDOI/USGS | I-5830-85 ~ USGS-NWQL . Postassium in Bottom Materials by Atomic Absorption Spectrometry, Total Recoverable, Bottom Material |  | https://www.nemi.gov/methods/method_summary/8897/ | 9/7/2023 5:37:20 PM
4889 | I-5900 | Zinc, recoverable-from-bottom-material, dry wt, atomic absorption spectrometric | USDOI/USGS | I-5900 ~ USGS-NWQL . Zinc, recoverable-from-bottom-material, dry wt, atomic absorption spectrometric |  | https://www.nemi.gov/methods/method_summary/5510/ | 9/7/2023 5:37:20 PM
100844 | I-6062***retired*** I6062 | DO NOT USE***I-6062 ~ Arsenic, total in bottom material, various, hydride _AA | USDOI/USGS | DO NOT USE ~ | duplicate records |  | 11/18/2024 5:21:35 PM
4890 | I-6063-98 | Arsenic, total-recoverable in bed-sediment, dry weight, by graphite furnace-atomic absorption spectrometry | USDOI/USGS | I-6063-98 ~ USGS-NWQL . Arsenic, total-recoverable in bed-sediment, dry weight, by graphite furnace-atomic absorption spectrometry |  | https://www.nemi.gov/methods/method_summary/8910/ | 9/7/2023 5:37:20 PM
100845 | I-6302***retired*** I6302 | DO NOT USE***I-6302 ~ Cyanide, recoverable-from-bottom-material, dry wt, colorimetric | USDOI/USGS | DO NOT USE ~ | duplicate records |  | 11/18/2024 5:21:35 PM
4891 | I-6463-86 | Mercury, Total-in-Sediment, Atomic Absorption, Spectrophotometry, Flameless, Direct | USDOI/USGS | I-6463-86 ~ USGS-NWQL . Mercury, Total-in-Sediment, Atomic Absorption, Spectrophotometry, Flameless, Direct |  | https://www.nemi.gov/methods/method_summary/8889/ | 9/7/2023 5:37:20 PM
4892 | I-6522-90 | Ammonia in Sediment by Colorimetry | USDOI/USGS | I-6522-90 ~ USGS-NWQL . Ammonia in Sediment by Colorimetry |  | https://www.nemi.gov/methods/method_summary/8908/ | 9/7/2023 5:37:20 PM
4893 | I-6545 | Nitrogen, nitrite plus nitrate, total-in-bottom-material, dry weight, colorimetric, ASF | USDOI/USGS | I-6545 ~ USGS-NWQL . Nitrogen, nitrite plus nitrate, total-in-bottom-material, dry weight, colorimetric, ASF |  | https://www.nemi.gov/methods/method_summary/5511/ | 9/7/2023 5:37:20 PM
4894 | I-6600-88 | Phosphorus, Total-in-Bottom Material, by Colorimetry | USDOI/USGS | I-6600-88 ~ USGS-NWQL . Phosphorus, Total-in-Bottom Material, by Colorimetry |  | https://www.nemi.gov/methods/method_summary/8890/ | 9/7/2023 5:37:20 PM
4895 | I-6667-85 | Selenium in bottom materials by atomic absorption spectrometric, hydride, bottom materials | USDOI/USGS | I-6667-85 ~ USGS-NWQL . Selenium in bottom materials by atomic absorption spectrometric, hydride, bottom materials |  | https://www.nemi.gov/methods/method_summary/8902/ | 9/7/2023 5:37:20 PM
4896 | I-6668-98 | Selenium, total-recoverable in bed-sediment, dry weight, by graphite furnace-atomic absorption spectrometry | USDOI/USGS | I-6668-98 ~ USGS-NWQL . Selenium, total-recoverable in bed-sediment, dry weight, by graphite furnace-atomic absorption spectrometry |  | https://www.nemi.gov/methods/method_summary/8957/ | 9/7/2023 5:37:20 PM
100846 | I-7054***retired*** I7054 | DO NOT USE***I-7054 ~ Aluminum, suspended recoverable, water, DCP | USDOI/USGS | DO NOT USE ~ | duplicate records |  | 11/18/2024 5:21:35 PM
100847 | I-7055***retired*** I7055 | DO NOT USE***I-7055 ~ Antimony, suspended total, water, hydride _AA | USDOI/USGS | DO NOT USE ~ | duplicate records |  | 11/18/2024 5:21:35 PM
100848 | I-7062***retired*** I7062 | DO NOT USE***I-7062 ~ Arsenic, suspended-total, water, hydride_AA | USDOI/USGS | DO NOT USE ~ | duplicate records |  | 11/18/2024 5:21:35 PM
100849 | I-7084***retired*** I7084 | DO NOT USE***I-7084 ~ Barium, suspended-recoverable, water, FLAA | USDOI/USGS | DO NOT USE ~ | duplicate records |  | 11/18/2024 5:21:35 PM
100850 | I-7095***retired*** I7095 | DO NOT USE***I-7095 ~ Beryllium, suspended-recoverable, water, FLAA | USDOI/USGS | DO NOT USE ~ | duplicate records |  | 11/18/2024 5:21:35 PM
100851 | I-7135***retired*** I7135 | DO NOT USE***I-7135 ~ Cadmium, suspended-recoverable, water, FLAA | USDOI/USGS | DO NOT USE ~ | duplicate records |  | 11/18/2024 5:21:35 PM
100852 | I-7152***retired*** I7152 | DO NOT USE***I-7152 ~ Calcium, suspended-recoverable, water, FLAA | USDOI/USGS | DO NOT USE ~ | duplicate records |  | 11/18/2024 5:21:35 PM
4897 | I-7229-87 | Chromium in Suspend Sediment by Atomic Emission (Calculation) | USDOI/USGS | I-7229-87 ~ USGS-NWQL . Chromium in Suspend Sediment by Atomic Emission (Calculation) |  | https://www.nemi.gov/methods/method_summary/8891/ | 9/7/2023 5:37:20 PM
100853 | I-7239***retired*** I7239 | DO NOT USE***I-7239 ~ Cobalt, suspended-recoverable, water, FLAA | USDOI/USGS | DO NOT USE ~ | duplicate records |  | 11/18/2024 5:21:35 PM
100854 | I-7270***retired*** I7270 | DO NOT USE***I-7270 ~ Copper, suspended recoverable from water; by FLAA. | USDOI/USGS | DO NOT USE ~ | duplicate records |  | 11/18/2024 5:21:35 PM
4898 | I-7327-85 | Fluoride Ion in Sediment by Ion-Selective Electrode, Suspended Total (Calculation) | USDOI/USGS | I-7327-85 ~ USGS-NWQL . Fluoride Ion in Sediment by Ion-Selective Electrode, Suspended Total (Calculation) |  | https://www.nemi.gov/methods/method_summary/8911/ | 9/7/2023 5:37:20 PM
100855 | I-7381***retired*** I7381 | DO NOT USE***I-7381 ~ Iron, water, suspended recoverable by FLAA | USDOI/USGS | DO NOT USE ~ | duplicate records |  | 11/18/2024 5:21:35 PM
100856 | I-7399***retired*** I7399 | DO NOT USE***I-7399 ~ Lead, suspended recoverable, FLAA | USDOI/USGS | DO NOT USE ~ | duplicate records |  | 11/18/2024 5:21:35 PM
100857 | I-7425***retired*** I7425 | DO NOT USE***I-7425 ~ Lithium, suspended recoverable, FLAA | USDOI/USGS | DO NOT USE ~ | duplicate records |  | 11/18/2024 5:21:35 PM
100858 | I-7447***retired*** I7447 | DO NOT USE***I-7447 ~ Magnesium, suspended recoverable, FLAA | USDOI/USGS | DO NOT USE ~ | duplicate records |  | 11/18/2024 5:21:35 PM
100859 | I-7454***retired*** I7454 | DO NOT USE***I-7454 ~ Manganese, suspended recoverable, FLAA | USDOI/USGS | DO NOT USE ~ | duplicate records |  | 11/18/2024 5:21:35 PM
100860 | I-7462***retired*** I7462 | DO NOT USE***I-7462 ~ Mercury, suspended recoverable, CVFAA | USDOI/USGS | DO NOT USE ~ | duplicate records |  | 11/18/2024 5:21:35 PM
100861 | I-7499***retired*** I7499 | DO NOT USE***I-7499 ~ Nickel, suspended recoverable, calculation from FLAA | USDOI/USGS | DO NOT USE ~ | duplicate records |  | 11/18/2024 5:21:35 PM
4899 | I-7667-85 | Selenium in Water by Atomic Absorption, Hydride, Suspended, Total (Calculation) | USDOI/USGS | I-7667-85 ~ USGS-NWQL . Selenium in Water by Atomic Absorption, Hydride, Suspended, Total (Calculation) |  | https://www.nemi.gov/methods/method_summary/8900/ | 9/7/2023 5:37:20 PM
4900 | I-7800 | Strontium, suspended recoverable, atomic absorption spectrometric | USDOI/USGS | I-7800 ~ USGS-NWQL . Strontium, suspended recoverable, atomic absorption spectrometric |  | https://www.nemi.gov/methods/method_summary/5513/ | 9/7/2023 5:37:20 PM
4901 | I-7900 | Zinc, suspended recoverable, atomic absorption spectrometric | USDOI/USGS | I-7900 ~ USGS-NWQL . Zinc, suspended recoverable, atomic absorption spectrometric |  | https://www.nemi.gov/methods/method_summary/5514/ | 9/7/2023 5:37:20 PM
4902 | I-9020-05 | Elements in biota by cICP-MS | USDOI/USGS | I-9020-05 ~ USGS-NWQL . Elements in biota by cICP-MS |  | https://www.nemi.gov/methods/method_summary/9357/ | 9/7/2023 5:37:20 PM
1335 | I1020 | Acidity in Water by Titration | USDOI/USGS | I-1020 ~ USGS-NWQL . Acidity, water, titrimetric |  | https://www.nemi.gov/methods/method_summary/5522/ | 9/7/2023 5:37:18 PM
1336 | I1030 | Alkalinity in Water by Titration | USDOI/USGS | https://www.nemi.gov/methods/method_summary/9596/ |  |  | 7/6/2021 4:15:51 PM
1337 | I1051 | Aluminum in Water by FLAA | USDOI/USGS |  |  |  | 8/12/2006 11:50:00 PM
1338 | I1052 | Aluminum in Water by Chelation and FLAA | USDOI/USGS |  |  |  | 8/12/2006 11:50:00 PM
1339 | I1054 | I-1054 ~ Aluminum by D-C Plasma Spectrometry | USDOI/USGS | I-1054 ~ USGS-NWQL . Aluminum, dissolved, water, DCP |  | https://www.nemi.gov/methods/method_summary/5523/ | 9/7/2023 5:37:18 PM
1340 | I1055 | I-1055 ~ Antimony in Water by Hydride AA | USDOI/USGS | I-1055 ~ USGS-NWQL . Antimony, dissolved, water, hydride_AA |  | https://www.nemi.gov/methods/method_summary/5524/ | 9/7/2023 5:37:18 PM
1341 | I1060 | Arsenic in Water by Colorimetry | USDOI/USGS |  |  |  | 8/12/2006 11:50:00 PM
1342 | I1062 | Arsenic in Water by HYDAA | USDOI/USGS |  |  |  | 8/12/2006 11:50:00 PM
1343 | I1084 | I-1084 ~ Barium in Water by FLAA | USDOI/USGS | I-1084 ~ USGS-NWQL . Barium, dissolved, water, FLAA |  | https://www.nemi.gov/methods/method_summary/5525/ | 9/7/2023 5:37:18 PM
1344 | I1095 | I-1095 ~ Beryllium in Water by FLAA | USDOI/USGS | I-1095 ~ USGS-NWQL . Beryllium, dissolved, water, FLAA |  | https://www.nemi.gov/methods/method_summary/5526/ | 9/7/2023 5:37:18 PM
1345 | I1110 | Boron in Water by Colorimetry | USDOI/USGS |  |  |  | 8/12/2006 11:50:00 PM
1346 | I1112 | Boron in Water by Colorimetry | USDOI/USGS |  |  |  | 8/12/2006 11:50:00 PM
1347 | I1114 | I-1114 ~ Boron in Water by DC Plasma Spectrometry | USDOI/USGS | I-1114 ~ USGS-NWQL . Boron, dissolved, water, DCP |  | https://www.nemi.gov/methods/method_summary/5527/ | 9/7/2023 5:37:18 PM
1348 | I1125 | Bromide in Water by Titration | USDOI/USGS | https://www.nemi.gov/methods/method_summary/9609/ |  |  | 7/6/2021 4:15:51 PM
1349 | I1135 | I-1135 ~ Cadmium in Water by FLAA | USDOI/USGS | I-1135 ~ USGS-NWQL . Cadmium, dissolved, water, FLAA |  | https://www.nemi.gov/methods/method_summary/5528/ | 9/7/2023 5:37:18 PM
1350 | I1136 | Cadmium in Water by Chelation and FLAA | USDOI/USGS |  |  |  | 8/12/2006 11:50:00 PM
1351 | I1137 | I-1137 ~ Cadmium in Water by GFAA | USDOI/USGS | I-1137 ~ USGS-NWQL . Cadmium dissolved in Water by GFAA |  | https://www.nemi.gov/methods/method_summary/4759/ | 9/7/2023 5:37:18 PM
1352 | I1152 | I-1152 ~ Calcium in Water by FLAA | USDOI/USGS | I-1152 ~ USGS-NWQL . Calcium, dissolved, water, FLAA |  | https://www.nemi.gov/methods/method_summary/5529/ | 9/7/2023 5:37:18 PM
1353 | I1183 | Chloride in Water by Titration | USDOI/USGS | https://www.nemi.gov/methods/method_summary/9597/ |  |  | 7/6/2021 4:15:51 PM
1354 | I1184 | Chloride in Water by Titration | USDOI/USGS | https://www.nemi.gov/methods/method_summary/9610/ |  |  | 7/6/2021 4:15:51 PM
1355 | I1187 | Chloride in Water by Colorimetry | USDOI/USGS | https://www.nemi.gov/methods/method_summary/9601/ |  |  | 7/6/2021 4:15:51 PM
1356 | I1230 | Hexavalent Chromium by Colorimetry | USDOI/USGS |  |  |  | 8/12/2006 11:50:00 PM
1357 | I1232 | I-1232 ~ Hexavalent Chromium in Water by FLAA | USDOI/USGS | I-1232 ~ USGS-NWQL . Chromium, hexavalent, dissolved, water, FLAA |  | https://www.nemi.gov/methods/method_summary/5530/ | 9/7/2023 5:37:18 PM
1358 | I1235 | I-1235 ~ Chromium in Water by GFAA | USDOI/USGS | I-1235 ~ USGS-NWQL . Chromium, dissolved, water, GFAA |  | https://www.nemi.gov/methods/method_summary/5532/ | 9/7/2023 5:37:18 PM
1359 | I1236 | Chromium in Water by FLAA | USDOI/USGS |  |  |  | 8/12/2006 11:50:00 PM
1360 | I1238 | Chromium in Water by Chelation and FLAA | USDOI/USGS |  |  |  | 8/12/2006 11:50:00 PM
1361 | I1239 | I-1239 ~ Cobalt in Water by FLAA | USDOI/USGS | I-1239 ~ USGS-NWQL . Cobalt, dissolved, water, FLAA |  | https://www.nemi.gov/methods/method_summary/5533/ | 9/7/2023 5:37:18 PM
1362 | I1240 | Cobalt in Water by Chelation and FLAA | USDOI/USGS |  |  |  | 8/12/2006 11:50:00 PM
1363 | I1241 | I-1241 ~ Cobalt in Water by GFAA | USDOI/USGS | I-1241 ~ USGS-NWQL . Cobalt, dissolved, water, GFAA |  | https://www.nemi.gov/methods/method_summary/5534/ | 9/7/2023 5:37:18 PM
1364 | I1250 | Color in Water by Visual Comparison | USDOI/USGS | I-1250 ~ USGS-NWQL . Color, water, VIS_COMP |  | https://www.nemi.gov/methods/method_summary/5535/ | 9/7/2023 5:37:18 PM
1365 | I1270 | I-1270 ~ Copper in Water by FLAA | USDOI/USGS | I-1270 ~ USGS-NWQL . Copper, dissolved in water by FLAA |  | https://www.nemi.gov/methods/method_summary/5646/ | 9/7/2023 5:37:18 PM
1366 | I1271 | Copper in Water by Chelation and FLAA | USDOI/USGS |  |  |  | 8/12/2006 11:50:00 PM
1367 | I1272 | I-1272 ~ Copper in Water by GFAA | USDOI/USGS | I-1272 ~ USGS-NWQL . Copper, dissolved in water by GFAA |  | https://www.nemi.gov/methods/method_summary/5647/ | 9/7/2023 5:37:18 PM
1368 | I1300 | Cyanide in Water by Colorimetry | USDOI/USGS | https://www.nemi.gov/methods/method_summary/8909/ |  |  | 7/6/2021 4:15:51 PM
1369 | I1325 | Fluoride in Water by Colorimetry | USDOI/USGS |  |  |  | 8/12/2006 11:50:00 PM
1370 | I1327 | Fluoride in Water Using an ISE | USDOI/USGS |  |  |  | 8/12/2006 11:50:00 PM
1371 | I1370 | Iodide in Water by Titration | USDOI/USGS |  |  |  | 8/12/2006 11:50:00 PM
1372 | I1371 | Iodide in Water by Colorimetry | USDOI/USGS |  |  |  | 8/12/2006 11:50:00 PM
1373 | I1381 | I-1381 ~ I-ron in Water by FLAA | USDOI/USGS | I-1381 ~ USGS-NWQL . Iron, dissolved in water by FLAA |  | https://www.nemi.gov/methods/method_summary/5649/ | 9/7/2023 5:37:18 PM
1374 | I1399 | I-1399 ~ Lead in Water by FLAA | USDOI/USGS | I-1399 ~ USGS-NWQL . Lead, dissolved, FLAA |  | https://www.nemi.gov/methods/method_summary/5650/ | 9/7/2023 5:37:18 PM
1375 | I1400 | Lead in Water by Chelation and FLAA | USDOI/USGS |  |  |  | 8/12/2006 11:50:00 PM
1376 | I1401 | I-1401 ~ Lead in Water by GFAA | USDOI/USGS | I-1401 ~ USGS-NWQL . Lead, dissolved in water by GFAA |  | https://www.nemi.gov/methods/method_summary/5651/ | 9/7/2023 5:37:18 PM
1377 | I1425 | I-1425 ~ Lithium in Water by FLAA | USDOI/USGS | I-1425 ~ USGS-NWQL . Lithium, dissolved, FLAA |  | https://www.nemi.gov/methods/method_summary/5652/ | 9/7/2023 5:37:18 PM
1378 | I1447 | I-1447 ~ Magnesium in Water by FLAA | USDOI/USGS | I-1447 ~ USGS-NWQL . Magnesium, dissolved, FLAA |  | https://www.nemi.gov/methods/method_summary/5653/ | 9/7/2023 5:37:18 PM
1379 | I1454 | I-1454 ~ Manganese in Water by FLAA | USDOI/USGS | I-1454 ~ USGS-NWQL . Manganese, dissolved, FLAA |  | https://www.nemi.gov/methods/method_summary/5654/ | 9/7/2023 5:37:18 PM
1380 | I1455 | I-1455 ~ Manganese in Water by GFAA | USDOI/USGS | I-1455 ~ USGS-NWQL . Manganese, dissolved, GFAA |  | https://www.nemi.gov/methods/method_summary/5655/ | 9/7/2023 5:37:18 PM
1381 | I1456 | I-1456 ~ Manganese in Water by Chelation and FLAA | USDOI/USGS | I-1456 ~ USGS-NWQL . Manganese, dissolved, chelation extraction, FLAA |  | https://www.nemi.gov/methods/method_summary/5656/ | 9/7/2023 5:37:18 PM
1382 | I1462 | I-1462 ~ Mercury in Water by CVAA | USDOI/USGS | I-1462 ~ USGS-NWQL . Mercury, dissolved, CVFAA |  | https://www.nemi.gov/methods/method_summary/5657/ | 9/7/2023 5:37:18 PM
1383 | I1472 | Metals in Water by ICP | USDOI/USGS | https://www.nemi.gov/methods/method_summary/4761/ |  |  | 7/6/2021 4:15:51 PM
1384 | I1490 | Molybdenum by Chelation and FLAA | USDOI/USGS |  |  |  | 8/12/2006 11:50:00 PM
1385 | I1499 | I-1499 ~ Nickel in Water by FLAA | USDOI/USGS | I-1499 ~ USGS-NWQL . Nickel, dissolved, direct FLAA |  | https://www.nemi.gov/methods/method_summary/5470/ | 9/7/2023 5:37:18 PM
1386 | I1500 | Nickel in Water by Chelation and FLAA | USDOI/USGS |  |  |  | 8/12/2006 11:50:00 PM
1387 | I1501 | I-1501 ~ Nickel in Water by GFAA | USDOI/USGS | I-1501 ~ USGS-NWQL . Nickel, dissolved, low ionic-strength, GFAA |  | https://www.nemi.gov/methods/method_summary/5471/ | 9/7/2023 5:37:18 PM
1388 | I1520 | Ammonia Nitrogen by Nesslerization | USDOI/USGS |  |  |  | 8/12/2006 11:50:00 PM
1389 | I1524 | Ammonia Nitrogen in Water Using an ISE | USDOI/USGS |  |  |  | 8/12/2006 11:50:00 PM
1390 | I1540 | Nitrite-Nitrogen in Water by Colorimetry | USDOI/USGS |  |  |  | 8/12/2006 11:50:00 PM
1391 | I1550 | Ammonia plus Organic Nitrogen in Water | USDOI/USGS |  |  |  | 8/12/2006 11:50:00 PM
1392 | I1586 | Water pH | USDOI/USGS | I-1586 ~ USGS-NWQL . pH in Water by Electrometry Using a Glass-Electrode |  | https://www.nemi.gov/methods/method_summary/4762/ | 9/7/2023 5:37:18 PM
1393 | I1600 | Dissolved Phosphorus by Colorimetry | USDOI/USGS |  |  |  | 8/12/2006 11:50:00 PM
1394 | I1601 | Orthophosphate-Phosphorus by Colorimetry | USDOI/USGS | https://www.nemi.gov/methods/method_summary/10455/ |  |  | 7/6/2021 4:15:51 PM
1395 | I1602 | Orthophosphate plus Hydrolyzable Phosphorous | USDOI/USGS |  |  |  | 8/12/2006 11:50:00 PM
1396 | I1630(S) | I1630 S ~ Potassium in Bottom Material by FLAA | USDOI/USGS | in Sediment |  |  | 6/26/2019 4:12:47 PM
1397 | I1630(W) | I1630 W ~ Potassium in Water by FLAA | USDOI/USGS | in Water |  |  | 6/26/2019 4:12:47 PM
1398 | I1667(S) | I1667 S ~ Selenium in Bottom Material by HYDAA | USDOI/USGS | in Sediment |  |  | 6/26/2019 4:12:47 PM
1399 | I1667(W) | I1667 W ~ Selenium in Water by HYDAA | USDOI/USGS | in Water |  |  | 6/26/2019 4:12:47 PM
1400 | I1700 | Silica in Water by Colorimetry | USDOI/USGS |  |  |  | 7/6/2021 4:15:51 PM
1401 | I1702 | Silica in Water by FLAA | USDOI/USGS |  |  |  | 8/12/2006 11:50:00 PM
1402 | I1720 | Silver in Water by Chelation and FLAA | USDOI/USGS |  |  |  | 8/12/2006 11:50:00 PM
1403 | I1735(S) | I1735 S ~ Sodium in Bottom Material by FLAA | USDOI/USGS | in Sediment |  |  | 7/6/2021 4:15:51 PM
1404 | I1735(W) | I1735 W ~ Sodium in Water by FLAA | USDOI/USGS | in Water |  |  | 7/6/2021 4:15:51 PM
1405 | I1749 | Residue by Evaporation and Gravimetric | USDOI/USGS | I-1749 ~ USGS-NWQL . Solids, residue at 105 degrees C, dissolved, gravimetric |  | https://www.nemi.gov/methods/method_summary/5473/ | 9/7/2023 5:37:18 PM
1406 | I1750 | Residue by Evaporation and Gravimetric | USDOI/USGS | https://www.nemi.gov/methods/method_summary/8918/ |  |  | 7/6/2021 4:15:51 PM
1407 | I1780 | Specific Conductance | USDOI/USGS | https://www.nemi.gov/methods/method_summary/8914/ |  |  | 7/6/2021 4:15:51 PM
1408 | I1800(S) | Strontium in Bottom Material by FLAA | USDOI/USGS | in Sediment |  |  | 7/6/2021 4:15:51 PM
1409 | I1800(W) | Strontium in Water by FLAA | USDOI/USGS | in Water |  |  | 7/6/2021 4:15:51 PM
1410 | I1820 | Sulfate in Water by Titration | USDOI/USGS |  |  |  | 8/12/2006 11:50:00 PM
1411 | I1866 | I-1866 ~ Thallium in Water by GFAA | USDOI/USGS | I-1866 ~ USGS-NWQL . Thallium, dissolved, graphite furnace |  | https://www.nemi.gov/methods/method_summary/5476/ | 9/7/2023 5:37:18 PM
1412 | I1880 | Vanadium in Water by Colorimetry | USDOI/USGS |  |  |  | 8/12/2006 11:50:00 PM
1413 | I1900(S) | Zinc in Bottom Material by FLAA | USDOI/USGS | in Sediment |  |  | 7/6/2021 4:15:51 PM
1414 | I1900(W) | Zinc in Water by FLAA | USDOI/USGS | in Water |  |  | 7/6/2021 4:15:51 PM
1415 | I1901 | I-1901 ~ Zinc in Water by GFAA | USDOI/USGS | I-1901 ~ USGS-NWQL . Zinc, dissolved, graphite furnace |  | https://www.nemi.gov/methods/method_summary/5478/ | 9/7/2023 5:37:18 PM
1416 | I2030 | Alkalinity in Water by Titration | USDOI/USGS | https://www.nemi.gov/methods/method_summary/8898/ |  |  | 7/6/2021 4:15:51 PM
1417 | I2057 | I-2057 ~ Anions in Water by Ion Chromatography | USDOI/USGS | I-2057 ~ USGS-NWQL . Anions, dissolved, water, IONCHR |  | https://www.nemi.gov/methods/method_summary/5536/ | 9/7/2023 5:37:18 PM
1418 | I2058 | I-2058 ~ Anions in Water by Ion Chromatography | USDOI/USGS | I-2058 ~ USGS-NWQL . Anions, dissolved, water, IONCHR |  | https://www.nemi.gov/methods/method_summary/5537/ | 9/7/2023 5:37:18 PM
1419 | I2062 | I-2062 ~ Arsenic in Water by HYDAA | USDOI/USGS | I-2062 ~ USGS-NWQL . Arsenic, dissolved, water, hydride_AA. |  | https://www.nemi.gov/methods/method_summary/5538/ | 9/7/2023 5:37:18 PM
1420 | I2115 | Boron in Water by Automated Colorimetry | USDOI/USGS |  |  |  | 8/12/2006 11:50:00 PM
1421 | I2128 | Bromide in Water by Ion Chromatography | USDOI/USGS |  |  |  | 8/12/2006 11:50:00 PM
1422 | I2129 | Bromide in Water by Colorimetry | USDOI/USGS | https://www.nemi.gov/methods/method_summary/8926/ |  |  | 7/6/2021 4:15:51 PM
1423 | I2187 | Chloride in Water by Automated Colorimetry | USDOI/USGS | https://www.nemi.gov/methods/method_summary/9617/ |  |  | 7/6/2021 4:15:51 PM
1424 | I2188 | Chloride in Water by Colorimetry | USDOI/USGS |  |  |  | 8/12/2006 11:50:00 PM
1425 | I2302 | I-2302 ~ Cyanide in Water by Colorimetry | USDOI/USGS | I-2302 ~ USGS-NWQL . Cyanide, whole water recoverable. colorimetric |  | https://www.nemi.gov/methods/method_summary/5660/ | 9/7/2023 5:37:18 PM
1426 | I2327 | Fluoride in Water Using an ISE | USDOI/USGS | https://www.nemi.gov/methods/method_summary/8953/ |  |  | 7/6/2021 4:15:51 PM
1427 | I2462 | I-2462 ~ Mercury in Water by CVAA | USDOI/USGS | I-2462 ~ USGS-NWQL . Mercury, dissolved, CVFAA |  | https://www.nemi.gov/methods/method_summary/5662/ | 9/7/2023 5:37:18 PM
1428 | I2521 | Ammonia Nitrogen in Water by Colorimetry | USDOI/USGS |  |  |  | 8/12/2006 11:50:00 PM
1429 | I2522 | Ammonia Nitrogen in Water by Colorimetry | USDOI/USGS | https://www.nemi.gov/methods/method_summary/8899/ |  |  | 7/6/2021 4:15:51 PM
1430 | I2523 | Ammonia Nitrogen in Water by Colorimetry | USDOI/USGS |  |  |  | 8/12/2006 11:50:00 PM
1431 | I2539 | Nitrite-Nitrogen in Water by Colorimetry | USDOI/USGS |  |  |  | 8/12/2006 11:50:00 PM
1433 | I2543 | Nitrite- plus Nitrate-Nitrogen in Water | USDOI/USGS |  |  |  | 8/12/2006 11:50:00 PM
1434 | I2545(S) | Nitrite- Plus Nitrate-Nitrogen in Solids | USDOI/USGS | in Solids |  |  | 7/6/2021 4:15:51 PM
1435 | I2545(W) | Nitrite- Plus Nitrate-Nitrogen in Water | USDOI/USGS | in Water |  |  | 7/6/2021 4:15:51 PM
1436 | I2552 | Ammonia plus Organic Nitrogen in Water | USDOI/USGS |  |  |  | 8/12/2006 11:50:00 PM
1437 | I2558 | Ammonia plus Organic Nitrogen in Water | USDOI/USGS |  |  |  | 8/12/2006 11:50:00 PM
1438 | I2598 | Orthophosphate-Phosphorus by Colorimetry | USDOI/USGS | https://www.nemi.gov/methods/method_summary/10456/ |  |  | 7/6/2021 4:15:51 PM
1439 | I2599 | Phosphorus by Auto-Discrete Colorimetry | USDOI/USGS |  |  |  | 8/12/2006 11:50:00 PM
1440 | I2600(S) | Phosphorus in Solids by Colorimetry | USDOI/USGS | in Solids |  |  | 12/5/2017 3:53:45 PM
1441 | I2600(W) | Phosphorus in Water by Colorimetry | USDOI/USGS | in Water |  |  | 12/5/2017 3:53:45 PM
1442 | I2601 | Orthophosphate-Phosphorus by Colorimetry | USDOI/USGS | https://www.nemi.gov/methods/method_summary/8907/ |  |  | 7/6/2021 4:15:51 PM
1443 | I2602 | I-2602 ~ Hydrolyzable plus Orthophosphate-Phosphorous | USDOI/USGS | I-2602 ~ USGS-NWQL . Phosphorus, orthophosphate plus hydrolyzable, dissolved, colorimetric, ASF |  | https://www.nemi.gov/methods/method_summary/5483/ | 9/7/2023 5:37:18 PM
1444 | I2667(S) | Selenium in Bottom Material by HYDAA | USDOI/USGS | in Sediment |  |  | 7/6/2021 4:15:51 PM
1445 | I2667(W) | Selenium in Water by HYDAA | USDOI/USGS | in Water |  |  | 7/6/2021 4:15:51 PM
1446 | I2700 | Silica in Water by Colorimetry | USDOI/USGS | https://www.nemi.gov/methods/method_summary/8917/ |  |  | 7/6/2021 4:15:51 PM
1447 | I2822 | Sulfate in Water by Colorimetry | USDOI/USGS |  |  |  | 8/12/2006 11:50:00 PM
1448 | I2823 | Sulfate in Water by Turbidimetry | USDOI/USGS |  |  |  | 8/12/2006 11:50:00 PM
1449 | I2851(S) | I2851 S ~ Tin in Bottom Material by HYDAA | USDOI/USGS | in Sediment |  |  | 6/26/2019 4:12:47 PM
1450 | I2851(W) | I2851 W ~ Tin in Water by HYDAA | USDOI/USGS | in Water |  |  | 6/26/2019 4:12:47 PM
1451 | I2880 | I-2880 ~ Vanadium in Water by Colorimetry | USDOI/USGS | I-2880 ~ USGS-NWQL . Vanadium, dissolved, colorimetry |  | https://www.nemi.gov/methods/method_summary/5488/ | 9/7/2023 5:37:18 PM
1452 | I3051 | Aluminum in Water by FLAA | USDOI/USGS | https://www.nemi.gov/methods/method_summary/9603/ |  |  | 7/6/2021 4:15:51 PM
1453 | I3052 | Aluminum in Water by Chelation and FLAA | USDOI/USGS |  |  |  | 8/12/2006 11:50:00 PM
1454 | I3054 | I-3054 ~ Aluminum by D-C Plasma Spectrometry | USDOI/USGS | I-3054 ~ USGS-NWQL . Aluminum, total recoverable, water, DCP |  | https://www.nemi.gov/methods/method_summary/5540/ | 9/7/2023 5:37:18 PM
1455 | I3055 | I-3055 ~ Antimony in Water by Hydride AA | USDOI/USGS | I-3055 ~ USGS-NWQL . Antimony, total, water, hydride _AA |  | https://www.nemi.gov/methods/method_summary/5541/ | 9/7/2023 5:37:18 PM
1456 | I3060 | Arsenic in Water by Colorimetry | USDOI/USGS | https://www.nemi.gov/methods/method_summary/9608/ |  |  | 7/6/2021 4:15:51 PM
1457 | I3062 | Arsenic in Water by HYDAA | USDOI/USGS | https://www.nemi.gov/methods/method_summary/9616/ |  |  | 7/6/2021 4:15:51 PM
1458 | I3084 | I-3084 ~ Barium in Water by FLAA | USDOI/USGS | I-3084 ~ USGS-NWQL . Barium, total-recoverable, water, FLAA |  | https://www.nemi.gov/methods/method_summary/5542/ | 9/7/2023 5:37:18 PM
1459 | I3095 | I-3095 ~ Beryllium in Water by FLAA | USDOI/USGS | I-3095 ~ USGS-NWQL . Beryllium, total-recoverable, water, FLAA |  | https://www.nemi.gov/methods/method_summary/5543/ | 9/7/2023 5:37:18 PM
1460 | I3110 | Boron in Water by Colorimetry | USDOI/USGS |  |  |  | 8/12/2006 11:50:00 PM
1461 | I3112 | Boron in Water by Colorimetry | USDOI/USGS | https://www.nemi.gov/methods/method_summary/9620/ |  |  | 7/6/2021 4:15:51 PM
1462 | I3135 | I-3135 ~ Cadmium in Water by FLAA | USDOI/USGS | I-3135 ~ USGS-NWQL . Cadmium, total-recoverable, water, FLAA |  | https://www.nemi.gov/methods/method_summary/5544/ | 9/7/2023 5:37:18 PM
1463 | I3136 | Cadmium in Water by Chelation and FLAA | USDOI/USGS | https://www.nemi.gov/methods/method_summary/9621/ |  |  | 7/6/2021 4:15:51 PM
1464 | I3152 | I-3152 ~ Calcium in Water by FLAA | USDOI/USGS | I-3152 ~ USGS-NWQL . Calcium, total-recoverable, water, FLAA |  | https://www.nemi.gov/methods/method_summary/5545/ | 9/7/2023 5:37:18 PM
1465 | I3153 | I-3153 ~ Calcium in Water by FLAA | USDOI/USGS | I-3153 ~ USGS-NWQL . Calcium, total-recoverable, water, FLAA |  | https://www.nemi.gov/methods/method_summary/5546/ | 9/7/2023 5:37:18 PM
1466 | I3236 | Chromium in Water by FLAA | USDOI/USGS | https://www.nemi.gov/methods/method_summary/9612/ |  |  | 7/6/2021 4:15:51 PM
1467 | I3238 | Chromium in Water by Chelation and FLAA | USDOI/USGS |  |  |  | 8/12/2006 11:50:00 PM
1468 | I3239 | I-3239 ~ Cobalt in Water by FLAA | USDOI/USGS | I-3239 ~ USGS-NWQL . Cobalt, total-recoverable, water, FLAA |  | https://www.nemi.gov/methods/method_summary/5548/ | 9/7/2023 5:37:18 PM
1469 | I3240 | Cobalt in Water by Chelation and FLAA | USDOI/USGS |  |  |  | 8/12/2006 11:50:00 PM
1470 | I3270 | I-3270 ~ Copper in Water by FLAA | USDOI/USGS | I-3270 ~ USGS-NWQL . Copper, whole water recoverable by FLAA |  | https://www.nemi.gov/methods/method_summary/5663/ | 9/7/2023 5:37:18 PM
1471 | I3271 | Copper in Water by Chelation and FLAA | USDOI/USGS | https://www.nemi.gov/methods/method_summary/9613/ |  |  | 7/6/2021 4:15:51 PM
1472 | I3300 | I-3300 ~ Cyanide in Water by Colorimetry | USDOI/USGS | I-3300 ~ USGS-NWQL . Cyanide in Water by Colorimetry |  | https://www.nemi.gov/methods/method_summary/4764/ | 9/7/2023 5:37:18 PM
1473 | I3325 | Fluoride in Water by Colorimetry | USDOI/USGS |  |  |  | 8/12/2006 11:50:00 PM
1474 | I3381 | I-3381 ~ I-ron in Water by FLAA | USDOI/USGS | I-3381 ~ USGS-NWQL . Iron, water, whole water recoverable. FLAA |  | https://www.nemi.gov/methods/method_summary/5664/ | 9/7/2023 5:37:18 PM
1475 | I3399 | I-3399 ~ Lead in Water by FLAA | USDOI/USGS | I-3399 ~ USGS-NWQL . Lead, total recoverable, FLAA |  | https://www.nemi.gov/methods/method_summary/5665/ | 9/7/2023 5:37:18 PM
1476 | I3400 | Lead in Water by Chelation and FLAA | USDOI/USGS |  |  |  | 8/12/2006 11:50:00 PM
1477 | I3425 | I-3425 ~ Lithium in Water by FLAA | USDOI/USGS | I-3425 ~ USGS-NWQL . Lithium, total recoverable, FLAA |  | https://www.nemi.gov/methods/method_summary/5666/ | 9/7/2023 5:37:18 PM
1478 | I3447 | I-3447 ~ Magnesium in Water by FLAA | USDOI/USGS | I-3447 ~ USGS-NWQL . Magnesium, total recoverable, FLAA |  | https://www.nemi.gov/methods/method_summary/5667/ | 9/7/2023 5:37:18 PM
1479 | I3448 | I-3448 ~ Magnesium in Water by Direct EPA FLAA | USDOI/USGS | I-3448 ~ USGS-NWQL . Magnesium, total recoverable, FLAA |  | https://www.nemi.gov/methods/method_summary/5668/ | 9/7/2023 5:37:18 PM
1480 | I3454 | I-3454 ~ Manganese in Water by FLAA | USDOI/USGS | I-3454 ~ USGS-NWQL . Manganese, total recoverable, FLAA |  | https://www.nemi.gov/methods/method_summary/5669/ | 9/7/2023 5:37:18 PM
1481 | I3462 | I-3462 ~ Mercury in Water by CVAA | USDOI/USGS | I-3462 ~ USGS-NWQL . Mercury, total recoverable, CVFAA |  | https://www.nemi.gov/methods/method_summary/5670/ | 9/7/2023 5:37:18 PM
1482 | I3490 | Molybdenum by Chelation and FLAA | USDOI/USGS | https://www.nemi.gov/methods/method_summary/9598/ |  |  | 7/6/2021 4:15:51 PM
1483 | I3499 | I-3499 ~ Nickel in Water by FLAA | USDOI/USGS | I-3499 ~ USGS-NWQL . Nickel, total recoverable FLAA |  | https://www.nemi.gov/methods/method_summary/5489/ | 9/7/2023 5:37:18 PM
1484 | I3500 | Nickel in Water by Chelation and FLAA | USDOI/USGS |  |  |  | 8/12/2006 11:50:00 PM
1485 | I3524 | Ammonia Nitrogen in Water Using an ISE | USDOI/USGS |  |  |  | 8/12/2006 11:50:00 PM
1486 | I3561 | Chemical Oxygen Demand by Colorimetry | USDOI/USGS | I-3561 ~ USGS-NWQL . Chemical-oxygen-demand, water-suspended-sediments, colorimetry |  | https://www.nemi.gov/methods/method_summary/4765/ | 9/7/2023 5:37:18 PM
1487 | I3562(S) | Chemical Oxygen Demand by Titration | USDOI/USGS | in Sediment |  |  | 7/6/2021 4:15:51 PM
1488 | I3562(W) | Chemical Oxygen Demand by Titration | USDOI/USGS | in Water |  |  | 7/6/2021 4:15:51 PM
1489 | I3631 | I-3631 ~ Potassium in Water by FLAA | USDOI/USGS | I-3631 ~ USGS-NWQL . Potassium, total recoverable, FLAA |  | https://www.nemi.gov/methods/method_summary/5490/ | 9/7/2023 5:37:18 PM
1490 | I3736 | I-3736 ~ Sodium in Water by FLAA | USDOI/USGS | I-3736 ~ USGS-NWQL . Sodium, total recoverable, atomic absorption spectrometric |  | https://www.nemi.gov/methods/method_summary/5492/ | 9/7/2023 5:37:18 PM
1491 | I3750 | Residue by Evaporation and Gravimetric | USDOI/USGS | I-3750 ~ USGS-NWQL . Solids, residue on evaporation at 105 degrees C, total, gravimetric |  | https://www.nemi.gov/methods/method_summary/5493/ | 9/7/2023 5:37:18 PM
1492 | I3765 | Residue by Evaporation and Gravimetric | USDOI/USGS | I-3765 ~ USGS-NWQL . Solids, residue at 105 degrees C, suspended, gravimetric |  | https://www.nemi.gov/methods/method_summary/5495/ | 9/7/2023 5:37:18 PM
1493 | I3840 | I-3840 ~ Sulfide in Water by Titration | USDOI/USGS | I-3840 ~ USGS-NWQL . Sulfide, total, iodometric |  | https://www.nemi.gov/methods/method_summary/5498/ | 9/7/2023 5:37:18 PM
1494 | I3860 | Nephelometric Turbidity in Water | USDOI/USGS | I-3860 ~ USGS-NWQL . Turbidity, nephelometric |  | https://www.nemi.gov/methods/method_summary/5499/ | 9/7/2023 5:37:18 PM
1495 | I4062 | I-4062 ~ Arsenic in Water by HYDAA | USDOI/USGS | I-4062 ~ USGS-NWQL . Arsenic, total, water, hydride _AA |  | https://www.nemi.gov/methods/method_summary/5549/ | 9/7/2023 5:37:18 PM
1496 | I4302 | I-4302 ~ Cyanide in Water by Colorimetry | USDOI/USGS | I-4302 ~ USGS-NWQL . Cyanide, whole water recoverable. colorimetric |  | https://www.nemi.gov/methods/method_summary/5671/ | 9/7/2023 5:37:18 PM
1497 | I4327 | Fluoride in Water Using an ISE | USDOI/USGS |  |  |  | 8/12/2006 11:50:00 PM
1498 | I4521 | Ammonia Nitrogen in Water by Colorimetry | USDOI/USGS |  |  |  | 8/12/2006 11:50:00 PM
1499 | I4522 | Ammonia Nitrogen in Water by Colorimetry | USDOI/USGS |  |  |  | 8/12/2006 11:50:00 PM
1500 | I4523 | Ammonia Nitrogen in Water by Colorimetry | USDOI/USGS | https://www.nemi.gov/methods/method_summary/9607/ |  |  | 7/6/2021 4:15:51 PM
1501 | I4552 | Ammonia Plus Organic Nitrogen in Water | USDOI/USGS |  |  |  | 8/12/2006 11:50:00 PM
1502 | I5051 | Aluminum in Bottom Material by FLAA | USDOI/USGS |  |  |  | 8/12/2006 11:50:00 PM
1503 | I5055 | I-5055 ~ Antimony in Bottom Material by HYDAA | USDOI/USGS | I-5055 ~ USGS-NWQL . Antimony, total in bottom material, various, hydride_AA |  | https://www.nemi.gov/methods/method_summary/5551/ | 9/7/2023 5:37:18 PM
1504 | I5060 | Arsenic in Bottom Material by Colorimetry | USDOI/USGS |  |  |  | 8/12/2006 11:50:00 PM
1505 | I5062 | Arsenic in Bottom Material by HYDAA | USDOI/USGS |  |  |  | 8/12/2006 11:50:00 PM
1506 | I5084 | I-5084 ~ Barium in Bottom Material by FLAA | USDOI/USGS | I-5084 ~ USGS-NWQL . Barium, recoverable-from-bottom-material, dry wt |  | https://www.nemi.gov/methods/method_summary/5552/ | 9/7/2023 5:37:18 PM
1507 | I5095 | I-5095 ~ Beryllium in Bottom Material by FLAA | USDOI/USGS | I-5095 ~ USGS-NWQL . Beryllium, recoverable- from -bottom-material, various, FLAA |  | https://www.nemi.gov/methods/method_summary/5553/ | 9/7/2023 5:37:18 PM
1508 | I5110 | Boron in Bottom Material by Colorimetry | USDOI/USGS |  |  |  | 8/12/2006 11:50:00 PM
1509 | I5135 | I-5135 ~ Cadmium in Bottom Material by FLAA | USDOI/USGS | I-5135 ~ USGS-NWQL . Cadmium, recoverable-from-bottom-material, various, FLAA |  | https://www.nemi.gov/methods/method_summary/5554/ | 9/7/2023 5:37:18 PM
1510 | I5152 | I-5152 ~ Calcium in Bottom Material by FLAA | USDOI/USGS | I-5152 ~ USGS-NWQL . Calcium, recoverable-from-bottom-material, various, FLAA |  | https://www.nemi.gov/methods/method_summary/5555/ | 9/7/2023 5:37:18 PM
1511 | I5236 | Chromium in Bottom Material by FLAA | USDOI/USGS |  |  |  | 8/12/2006 11:50:00 PM
1512 | I5239 | I-5239 ~ Cobalt in Bottom Material by FLAA | USDOI/USGS | I-5239 ~ USGS-NWQL . Cobalt, recoverable-from-bottom-material, various, FLAA |  | https://www.nemi.gov/methods/method_summary/5556/ | 9/7/2023 5:37:18 PM
1513 | I5270 | I-5270 ~ Copper in Bottom Material by FLAA | USDOI/USGS | I-5270 ~ USGS-NWQL . Copper, recoverable-from-bottom-material, dry wt, FLAA |  | https://www.nemi.gov/methods/method_summary/5684/ | 9/7/2023 5:37:18 PM
1514 | I5300 | CN in Bottom Material by Colorimetry | USDOI/USGS | https://www.nemi.gov/methods/method_summary/8938/ |  |  | 7/6/2021 4:15:51 PM
1515 | I5381 | I-5381 ~ Iron in Bottom Material by FLAA | USDOI/USGS | I-5381 ~ USGS-NWQL . Iron, recoverable-from-bottom-material, dry wt, FLAA |  | https://www.nemi.gov/methods/method_summary/5685/ | 9/7/2023 5:37:18 PM
1516 | I5399 | I-5399 ~ Lead in Bottom Material by FLAA | USDOI/USGS | I-5399 ~ USGS-NWQL . Lead, recoverable-from-bottom-material, FLAA |  | https://www.nemi.gov/methods/method_summary/5686/ | 9/7/2023 5:37:18 PM
1517 | I5425 | I-5425 ~ Lithium in Bottom Material by FLAA | USDOI/USGS | I-5425 ~ USGS-NWQL . Lithium, recoverable-from-bottom-material, dry wt, FLAA |  | https://www.nemi.gov/methods/method_summary/5687/ | 9/7/2023 5:37:18 PM
1518 | I5447 | I-5447 ~ Magnesium in Bottom Material by FLAA | USDOI/USGS | I-5447 ~ USGS-NWQL . Magnesium, recoverable-from-bottom-material, dry wt, FLAA |  | https://www.nemi.gov/methods/method_summary/5688/ | 9/7/2023 5:37:18 PM
1519 | I5454 | I-5454 ~ Manganese in Bottom Material by FLAA | USDOI/USGS | I-5454 ~ USGS-NWQL . Manganese, recoverable-from-bottom-material, dry wt, FLAA |  | https://www.nemi.gov/methods/method_summary/5689/ | 9/7/2023 5:37:18 PM
1520 | I5462 | I-5462 ~ Mercury in Bottom Material by CVAA | USDOI/USGS | I-5462 ~ USGS-NWQL . Mercury, recoverable-from-bottom-material, CVFAA |  | https://www.nemi.gov/methods/method_summary/5673/ | 9/7/2023 5:37:18 PM
1521 | I5473 | Metals in Sediment by FLAA | USDOI/USGS |  |  |  | 8/12/2006 11:50:00 PM
1522 | I5474 | Metals in Sediment by FLAA | USDOI/USGS |  |  |  | 8/12/2006 11:50:00 PM
1523 | I5475 | Metals in Sediment by HYDAA | USDOI/USGS |  |  |  | 8/12/2006 11:50:00 PM
1524 | I5490 | Molybdenum by Chelation and FLAA | USDOI/USGS |  |  |  | 8/12/2006 11:50:00 PM
1525 | I5499 | I-5499 ~ Nickel in Bottom Material by FLAA | USDOI/USGS | I-5499 ~ USGS-NWQL . Nickel, recoverable-from-bottom-material, dry wt, FLAA |  | https://www.nemi.gov/methods/method_summary/5505/ | 9/7/2023 5:37:18 PM
1526 | I5553 | I-5553 ~ Ammonia plus Organic Nitrogen in Solids | USDOI/USGS | I-5553 ~ USGS-NWQL . Nitrogen, ammonia plus organic, total-in-bottom-material, dry wt, titration |  | https://www.nemi.gov/methods/method_summary/5506/ | 9/7/2023 5:37:18 PM
1527 | I6062 | I-6062 ~ Arsenic in Bottom Material by HYDAA | USDOI/USGS | I-6062 ~ USGS-NWQL . Arsenic, total in bottom material, various, hydride _AA |  | https://www.nemi.gov/methods/method_summary/5557/ | 9/7/2023 5:37:18 PM
1528 | I6302 | I-6302 ~ CN in Bottom Material by Colorimetry | USDOI/USGS | I-6302 ~ USGS-NWQL . Cyanide, recoverable-from-bottom-material, dry wt, colorimetric |  | https://www.nemi.gov/methods/method_summary/5690/ | 9/7/2023 5:37:18 PM
1529 | I6522 | Ammonia Nitrogen by Colorimetry in Solid | USDOI/USGS | https://www.nemi.gov/methods/method_summary/8908/ |  |  | 7/6/2021 4:15:51 PM
1530 | I6523 | Ammonia Nitrogen by Colorimetry in Solid | USDOI/USGS |  |  |  | 8/12/2006 11:50:00 PM
1531 | I6552 | Ammonia Plus Organic Nitrogen in Solids | USDOI/USGS |  |  |  | 8/12/2006 11:50:00 PM
3064 | I6600 | Phosphorous by Auto-Discrete Colorimetry | USDOI/USGS |  |  |  | 7/31/2009 3:00:00 PM
1532 | I7051 | Aluminum in Water by FLAA | USDOI/USGS |  |  |  | 8/12/2006 11:50:00 PM
1533 | I7052 | Aluminum in Water by Chelation and FLAA | USDOI/USGS |  |  |  | 8/12/2006 11:50:00 PM
1534 | I7054 | I-7054 ~ Aluminum by D-C Plasma Spectrometry | USDOI/USGS | I-7054 ~ USGS-NWQL . Aluminum, suspended recoverable, water, DCP |  | https://www.nemi.gov/methods/method_summary/5558/ | 9/7/2023 5:37:18 PM
1535 | I7055 | I-7055 ~ Antimony in Water by Hydride AA | USDOI/USGS | I-7055 ~ USGS-NWQL . Antimony, suspended total, water, hydride _AA |  | https://www.nemi.gov/methods/method_summary/5559/ | 9/7/2023 5:37:18 PM
1536 | I7060 | Arsenic in Water by Colorimetry | USDOI/USGS |  |  |  | 8/12/2006 11:50:00 PM
1537 | I7062 | I-7062 ~ Arsenic in Water by HYDAA | USDOI/USGS | I-7062 ~ USGS-NWQL . Arsenic, suspended-total, water, hydride_AA |  | https://www.nemi.gov/methods/method_summary/5560/ | 9/7/2023 5:37:18 PM
1538 | I7084 | I-7084 ~ Barium in Water by FLAA | USDOI/USGS | I-7084 ~ USGS-NWQL . Barium, suspended-recoverable, water, FLAA |  | https://www.nemi.gov/methods/method_summary/5561/ | 9/7/2023 5:37:18 PM
1539 | I7095 | I-7095 ~ Beryllium in Water by FLAA | USDOI/USGS | I-7095 ~ USGS-NWQL . Beryllium, suspended-recoverable, water, FLAA |  | https://www.nemi.gov/methods/method_summary/5562/ | 9/7/2023 5:37:18 PM
1540 | I7110 | Boron in Water by Colorimetry | USDOI/USGS |  |  |  | 8/12/2006 11:50:00 PM
1541 | I7112 | Boron in Water by Colorimetry | USDOI/USGS |  |  |  | 8/12/2006 11:50:00 PM
1542 | I7135 | I-7135 ~ Cadmium in Water by FLAA | USDOI/USGS | I-7135 ~ USGS-NWQL . Cadmium, suspended-recoverable, water, FLAA |  | https://www.nemi.gov/methods/method_summary/5563/ | 9/7/2023 5:37:18 PM
1543 | I7136 | Cadmium in Water by Chelation and FLAA | USDOI/USGS |  |  |  | 8/12/2006 11:50:00 PM
1544 | I7152 | I-7152 ~ Calcium in Water by FLAA | USDOI/USGS | I-7152 ~ USGS-NWQL . Calcium, suspended-recoverable, water, FLAA |  | https://www.nemi.gov/methods/method_summary/5564/ | 9/7/2023 5:37:18 PM
1545 | I7236 | Chromium in Water by FLAA | USDOI/USGS |  |  |  | 8/12/2006 11:50:00 PM
1546 | I7238 | Chromium in Water by Chelation and FLAA | USDOI/USGS |  |  |  | 8/12/2006 11:50:00 PM
1547 | I7239 | I-7239 ~ Cobalt in Water by FLAA | USDOI/USGS | I-7239 ~ USGS-NWQL . Cobalt, suspended-recoverable, water, FLAA |  | https://www.nemi.gov/methods/method_summary/5565/ | 9/7/2023 5:37:18 PM
1548 | I7240 | Cobalt in Water by Chelation and FLAA | USDOI/USGS |  |  |  | 8/12/2006 11:50:00 PM
1549 | I7270 | I-7270 ~ Copper in Water by FLAA | USDOI/USGS | I-7270 ~ USGS-NWQL . Copper, suspended recoverable from water. by FLAA. |  | https://www.nemi.gov/methods/method_summary/5674/ | 9/7/2023 5:37:18 PM
1550 | I7271 | Copper in Water by Chelation and FLAA | USDOI/USGS |  |  |  | 8/12/2006 11:50:00 PM
1551 | I7325 | Fluoride in Water by Colorimetry | USDOI/USGS |  |  |  | 8/12/2006 11:50:00 PM
1552 | I7327 | Fluoride in Water Using an ISE | USDOI/USGS |  |  |  | 7/6/2021 4:15:51 PM
1553 | I7381 | I-7381 ~ Iron in Water by FLAA | USDOI/USGS | I-7381 ~ USGS-NWQL . Iron, water, suspended recoverable by FLAA |  | https://www.nemi.gov/methods/method_summary/5675/ | 9/7/2023 5:37:18 PM
1554 | I7399 | I-7399 ~ Lead in Water by FLAA | USDOI/USGS | I-7399 ~ USGS-NWQL . Lead, suspended recoverable, FLAA |  | https://www.nemi.gov/methods/method_summary/5676/ | 9/7/2023 5:37:18 PM
1555 | I7400 | Lead in Water by Chelation and FLAA | USDOI/USGS |  |  |  | 8/12/2006 11:50:00 PM
1556 | I7425 | I-7425 ~ Lithium in Water by FLAA | USDOI/USGS | I-7425 ~ USGS-NWQL . Lithium, suspended recoverable, FLAA |  | https://www.nemi.gov/methods/method_summary/5677/ | 9/7/2023 5:37:18 PM
1557 | I7447 | I-7447 ~ Magnesium in Water by FLAA | USDOI/USGS | I-7447 ~ USGS-NWQL . Magnesium, suspended recoverable, FLAA |  | https://www.nemi.gov/methods/method_summary/5678/ | 9/7/2023 5:37:18 PM
1558 | I7454 | I-7454 ~ Manganese in Water by FLAA | USDOI/USGS | I-7454 ~ USGS-NWQL . Manganese, suspended recoverable, FLAA |  | https://www.nemi.gov/methods/method_summary/5679/ | 9/7/2023 5:37:18 PM
1559 | I7462 | I-7462 ~ Mercury in Water by CVAA | USDOI/USGS | I-7462 ~ USGS-NWQL . Mercury, suspended recoverable, CVFAA |  | https://www.nemi.gov/methods/method_summary/5680/ | 9/7/2023 5:37:18 PM
1560 | I7490 | Molybdenum by Chelation and FLAA | USDOI/USGS |  |  |  | 8/12/2006 11:50:00 PM
1561 | I7499 | I-7499 ~ Nickel in Water by FLAA | USDOI/USGS | I-7499 ~ USGS-NWQL . Nickel, suspended recoverable, calculation from FLAA |  | https://www.nemi.gov/methods/method_summary/5512/ | 9/7/2023 5:37:18 PM
1562 | I7500 | Nickel in Water by Chelation and FLAA | USDOI/USGS |  |  |  | 8/12/2006 11:50:00 PM
1563 | I7552 | Ammonia Plus Organic Nitrogen in Water | USDOI/USGS |  |  |  | 8/12/2006 11:50:00 PM
100218 | IC003 | Fluoride, wf, IC | USGS-OK |  |  |  | 1/29/2018 9:18:30 AM
101247 | IC003 | PLUTONIUM-238, WF, ALPHA (STL) | USDOI/USGS | Plutonium-238, water, filtered, by alpha spectrometry (analysis by Severn-Trent Laboratory) |  | https://water.usgs.gov/XML/NWIS/4.10/ReferenceLists/MethodList.html | 3/13/2026 10:55:34 PM
101248 | IC004 | PLUTONIUM-238, WU, ALPHA (STL) | USDOI/USGS | Plutonium-238, water, unfiltered, @ 0.1 pCi/L, by alpha spectrometry (analysis by Severn-Trent Laboratory) |  | https://water.usgs.gov/XML/NWIS/4.10/ReferenceLists/MethodList.html | 3/13/2026 10:55:34 PM
101249 | IC022 | PLUTONIUM-238,BS,ALPHA(EBERLINE) | USDOI/USGS | Plutonium-238, bed sediment, by alpha spectrometry (analysis by Eberline Services) |  | https://water.usgs.gov/XML/NWIS/4.10/ReferenceLists/MethodList.html | 3/13/2026 10:55:34 PM
100217 | IC022 | Anions, wf, IC | USGS-OK | MethodDescriptionText |  |  | 1/29/2018 9:18:30 AM
100286 | IC027 | New ion chromatography method | USGS-OK | MethodDescriptionText |  |  | 3/16/2018 7:16:20 AM
2419 | ICP-AES | Inductively Coupled Plasma | USEPA |  |  |  | 8/12/2006 11:50:00 PM
100985 | IDUSR_WQ01 | Determination of Nitrate/Nitrite by Flow Injection Analysis | USDA/ARS | https://www.nrrig.mwa.ars.usda.gov/st40_javascript/methods.aspx?methodstring=IDUSR_WQ01 |  |  | 6/21/2023 9:37:07 AM
100986 | IDUSR_WQ02 | Determination of Chloride by Flow Injection Analysis Colormetry | USDA/ARS | https://www.nrrig.mwa.ars.usda.gov/st40_javascript/methods.aspx?methodstring=IDUSR_WQ02 |  |  | 6/21/2023 9:37:07 AM
100995 | IDUSR_WQ02reserved | Determination of Chloride by Flow Injection Analysis Colormetry | USDA/ARS | https://www.nrrig.mwa.ars.usda.gov/st40_javascript/methods.aspx?methodstring=IDUSR_WQ02 |  |  | 6/23/2023 6:53:19 PM
100987 | IDUSR_WQ03 | Determination of Ammonia by Flow Injection Analysis | USDA/ARS | https://www.nrrig.mwa.ars.usda.gov/st40_javascript/methods.aspx?methodstring=IDUSR_WQ03 |  |  | 6/21/2023 9:37:07 AM
100996 | IDUSR_WQ03reserved | Determination of Ammonia by Flow Injection Analysis | USDA/ARS | https://www.nrrig.mwa.ars.usda.gov/st40_javascript/methods.aspx?methodstring=IDUSR_WQ03 |  |  | 6/23/2023 6:53:19 PM
100988 | IDUSR_WQ04 | Determination of Total Kjeldahl Nitrogen By Flow Injection Analysis Colormetry (Block Digestor Method) | USDA/ARS | https://www.nrrig.mwa.ars.usda.gov/st40_javascript/methods.aspx?methodstring=IDUSR_WQ04 |  |  | 6/21/2023 9:37:07 AM
100997 | IDUSR_WQ04reserved | Determination of Total Kjeldahl Nitrogen By Flow Injection Analysis Colormetry (Block Digestor Method) | USDA/ARS | https://www.nrrig.mwa.ars.usda.gov/st40_javascript/methods.aspx?methodstring=IDUSR_WQ04 |  |  | 6/23/2023 6:53:19 PM
100989 | IDUSR_WQ05 | Dissolved Elements in Water by Inductively Coupled Plasma- Atomic Emission Spectroscopy | USDA/ARS | https://www.nrrig.mwa.ars.usda.gov/st40_javascript/methods.aspx?methodstring=IDUSR_WQ05 |  |  | 6/21/2023 9:37:07 AM
100998 | IDUSR_WQ05reserved | Dissolved Elements in Water by Inductively Coupled Plasma- Atomic Emission Spectroscopy | USDA/ARS | https://www.nrrig.mwa.ars.usda.gov/st40_javascript/methods.aspx?methodstring=IDUSR_WQ05 |  |  | 6/23/2023 6:53:19 PM
100990 | IDUSR_WQ06 | pH, Continuous Monitoring (Electrometric) | USDA/ARS | https://www.nrrig.mwa.ars.usda.gov/st40_javascript/methods.aspx?methodstring=IDUSR_WQ06 |  |  | 6/21/2023 9:37:07 AM
100999 | IDUSR_WQ06reserved | pH, Continuous Monitoring (Electrometric) | USDA/ARS | https://www.nrrig.mwa.ars.usda.gov/st40_javascript/methods.aspx?methodstring=IDUSR_WQ06 |  |  | 6/23/2023 6:53:19 PM
100991 | IDUSR_WQ07 | Specific Electrical Conductivity of Surface Water | USDA/ARS | https://www.nrrig.mwa.ars.usda.gov/st40_javascript/methods.aspx?methodstring=IDUSR_WQ07 |  |  | 6/21/2023 9:37:07 AM
101000 | IDUSR_WQ07reserved | Specific Electrical Conductivity of Surface Water | USDA/ARS | https://www.nrrig.mwa.ars.usda.gov/st40_javascript/methods.aspx?methodstring=IDUSR_WQ07 |  |  | 6/23/2023 6:53:19 PM
100992 | IDUSR_WQ08 | Suspended sediment in water | USDA/ARS | https://www.nrrig.mwa.ars.usda.gov/st40_javascript/methods.aspx?methodstring=IDUSR_WQ08 |  |  | 6/21/2023 9:37:07 AM
101001 | IDUSR_WQ08reserved | Suspended sediment in water | USDA/ARS | https://www.nrrig.mwa.ars.usda.gov/st40_javascript/methods.aspx?methodstring=IDUSR_WQ08 |  |  | 6/23/2023 6:53:19 PM
101002 | IDUSR_WQ09 | Determination of Nitrate/Nitrite by Flow Injection Analysis | USDA/ARS | https://www.nrrig.mwa.ars.usda.gov/st40_javascript/methods.aspx?methodstring=IDUSR_WQ09 |  |  | 6/23/2023 6:53:19 PM
101058 | IDUSR_WQ09reserved | Orthophosphate by Colorimetry | USDA/ARS | https://www.nrrig.mwa.ars.usda.gov/st40_javascript/methods.aspx?methodstring=IDUSR_WQ10 |  |  | 7/12/2023 12:03:30 AM
100993 | IDUSR_WQ10 | Orthophosphate by Colorimetry | USDA/ARS | https://www.nrrig.mwa.ars.usda.gov/st40_javascript/methods.aspx?methodstring=IDUSR_WQ10 |  |  | 6/21/2023 9:37:07 AM
101003 | IDUSR_WQ10reserved | Dissolved Elements in Carter Water Samples | USDA/ARS | https://www.nrrig.mwa.ars.usda.gov/st40_javascript/methods.aspx?methodstring=IDUSR_WQ11 |  |  | 7/12/2023 12:03:30 AM
100994 | IDUSR_WQ11 | Dissolved Elements in Carter Water Samples | USDA/ARS | https://www.nrrig.mwa.ars.usda.gov/st40_javascript/methods.aspx?methodstring=IDUSR_WQ11 |  |  | 6/21/2023 9:37:07 AM
2420 | IM-002-1 | Field Screening by Portable XRF | USEPA |  |  |  | 8/12/2006 11:50:00 PM
2421 | IM-003-1 | Metals by Flame AA | USEPA |  |  |  | 8/12/2006 11:50:00 PM
100154 | IMS/ATP | IMS/ATP Rapid Method for the Determination of E. coli Concentrations in Recreational Waters | USDOI/USGS | Rapid detection of Escherichia coli and enterococci inrecreational water using an immunomagneticseparation/adenosine triphosphate techniquehttps://oh.water.usgs.gov/Ohio_Outreach/NAWQA-QW%20Conf-%20IMS-ATP%20Rapid%20Method.doc |  |  | 12/5/2017 3:53:44 PM
101415 | In-Situ Sonde | In-Situ Sonde | OWRB-GMAP | Mutli-parameter Aqua Troll |  |  | 6/23/2026 11:32:51 AM
100531 | INC01 | BOD, wu, incub 5d/20C(EPA,DODEC) | USGS-OK |  |  |  | 8/26/2020 12:06:50 PM
4759 | INDEX VELOCITY | Computing Discharge Using the Index Velocity Method | USDOI/USGS | Computing Discharge Using the Index Velocity Method ~ USGS . Levesque, V.A., and Oberg, K.A |  | https://www.nemi.gov/methods/sams_method_summary/11964/ | 9/7/2023 5:37:20 PM
100328 | INSD | Gage height, inside gage | USGS-OK |  |  |  | 3/16/2018 7:23:35 AM
101005 | INSJ_WQ1 | https://www.nrrig.mwa.ars.usda.gov/st40_javascript/methods.aspx?methodstring=INSJ_WQ1 | USDA/ARS | https://www.nrrig.mwa.ars.usda.gov/st40_javascript/methods.aspx?methodstring=INSJ_WQ1 |  |  | 6/23/2023 6:53:19 PM
101006 | INSJ_WQ10 | https://www.nrrig.mwa.ars.usda.gov/st40_javascript/methods.aspx?methodstring=INSJ_WQ10 | USDA/ARS | https://www.nrrig.mwa.ars.usda.gov/st40_javascript/methods.aspx?methodstring=INSJ_WQ10 |  |  | 6/23/2023 6:53:19 PM
101007 | INSJ_WQ11 | https://www.nrrig.mwa.ars.usda.gov/st40_javascript/methods.aspx?methodstring=INSJ_WQ11 | USDA/ARS | https://www.nrrig.mwa.ars.usda.gov/st40_javascript/methods.aspx?methodstring=INSJ_WQ11 |  |  | 6/23/2023 6:53:19 PM
101008 | INSJ_WQ12 | https://www.nrrig.mwa.ars.usda.gov/st40_javascript/methods.aspx?methodstring=INSJ_WQ12 | USDA/ARS | https://www.nrrig.mwa.ars.usda.gov/st40_javascript/methods.aspx?methodstring=INSJ_WQ12 |  |  | 6/23/2023 6:53:19 PM
101009 | INSJ_WQ13 | https://www.nrrig.mwa.ars.usda.gov/st40_javascript/methods.aspx?methodstring=INSJ_WQ13 | USDA/ARS | https://www.nrrig.mwa.ars.usda.gov/st40_javascript/methods.aspx?methodstring=INSJ_WQ13 |  |  | 6/23/2023 6:53:19 PM
101010 | INSJ_WQ14 | https://www.nrrig.mwa.ars.usda.gov/st40_javascript/methods.aspx?methodstring=INSJ_WQ14 | USDA/ARS | https://www.nrrig.mwa.ars.usda.gov/st40_javascript/methods.aspx?methodstring=INSJ_WQ14 |  |  | 6/23/2023 6:53:19 PM
101011 | INSJ_WQ15 | https://www.nrrig.mwa.ars.usda.gov/st40_javascript/methods.aspx?methodstring=INSJ_WQ15 | USDA/ARS | https://www.nrrig.mwa.ars.usda.gov/st40_javascript/methods.aspx?methodstring=INSJ_WQ15 |  |  | 6/23/2023 6:53:19 PM
101012 | INSJ_WQ16 | https://www.nrrig.mwa.ars.usda.gov/st40_javascript/methods.aspx?methodstring=INSJ_WQ16 | USDA/ARS | https://www.nrrig.mwa.ars.usda.gov/st40_javascript/methods.aspx?methodstring=INSJ_WQ16 |  |  | 6/23/2023 6:53:19 PM
101013 | INSJ_WQ2 | https://www.nrrig.mwa.ars.usda.gov/st40_javascript/methods.aspx?methodstring=INSJ_WQ2 | USDA/ARS | https://www.nrrig.mwa.ars.usda.gov/st40_javascript/methods.aspx?methodstring=INSJ_WQ2 |  |  | 6/23/2023 6:53:19 PM
101014 | INSJ_WQ3 | https://www.nrrig.mwa.ars.usda.gov/st40_javascript/methods.aspx?methodstring=INSJ_WQ3 | USDA/ARS | https://www.nrrig.mwa.ars.usda.gov/st40_javascript/methods.aspx?methodstring=INSJ_WQ3 |  |  | 6/23/2023 6:53:19 PM
101015 | INSJ_WQ4 | https://www.nrrig.mwa.ars.usda.gov/st40_javascript/methods.aspx?methodstring=INSJ_WQ4 | USDA/ARS | https://www.nrrig.mwa.ars.usda.gov/st40_javascript/methods.aspx?methodstring=INSJ_WQ4 |  |  | 6/23/2023 6:53:19 PM
101016 | INSJ_WQ5 | https://www.nrrig.mwa.ars.usda.gov/st40_javascript/methods.aspx?methodstring=INSJ_WQ5 | USDA/ARS | https://www.nrrig.mwa.ars.usda.gov/st40_javascript/methods.aspx?methodstring=INSJ_WQ5 |  |  | 6/23/2023 6:53:19 PM
101017 | INSJ_WQ6 | https://www.nrrig.mwa.ars.usda.gov/st40_javascript/methods.aspx?methodstring=INSJ_WQ6 | USDA/ARS | https://www.nrrig.mwa.ars.usda.gov/st40_javascript/methods.aspx?methodstring=INSJ_WQ6 |  |  | 6/23/2023 6:53:19 PM
101018 | INSJ_WQ7 | https://www.nrrig.mwa.ars.usda.gov/st40_javascript/methods.aspx?methodstring=INSJ_WQ7 | USDA/ARS | https://www.nrrig.mwa.ars.usda.gov/st40_javascript/methods.aspx?methodstring=INSJ_WQ7 |  |  | 6/23/2023 6:53:19 PM
101019 | INSJ_WQ8 | https://www.nrrig.mwa.ars.usda.gov/st40_javascript/methods.aspx?methodstring=INSJ_WQ8 | USDA/ARS | https://www.nrrig.mwa.ars.usda.gov/st40_javascript/methods.aspx?methodstring=INSJ_WQ8 |  |  | 6/23/2023 6:53:19 PM
101020 | INSJ_WQ9 | https://www.nrrig.mwa.ars.usda.gov/st40_javascript/methods.aspx?methodstring=INSJ_WQ9 | USDA/ARS | https://www.nrrig.mwa.ars.usda.gov/st40_javascript/methods.aspx?methodstring=INSJ_WQ9 |  |  | 6/23/2023 6:53:19 PM
2422 | INTERIM1 | Hydrogen Cyanide Released from Wastes | USEPA |  |  |  | 8/12/2006 11:50:00 PM
2423 | INTERIM2 | Hydrogen Sulfide Released from Wastes | USEPA |  |  |  | 8/12/2006 11:50:00 PM
5060 | IO-3.3 | Metals in Ambient Particulate Matter Using X-Ray Fluorescence (XRF) Spectroscopy | USEPA | IO-3.3 ~ EPA-ORD / EPA-OST . Metals in Ambient Particulate Matter Using X-Ray Fluorescence (XRF) Spectroscopy |  | https://www.nemi.gov/methods/method_summary/10636/ | 9/7/2023 5:37:21 PM
2424 | IP-10A | Respirable Particulates in Indoor Air | USEPA |  |  |  | 8/12/2006 11:50:00 PM
2425 | IP-10B | Respirable Particulates in Indoor Air | USEPA |  |  |  | 8/12/2006 11:50:00 PM
2426 | IP-1A | Volatiles in Air - SUMMA Canister | USEPA |  |  |  | 8/12/2006 11:50:00 PM
2427 | IP-1A-B | Volatiles in Air - Portable GC/PID | USEPA |  |  |  | 8/12/2006 11:50:00 PM
2428 | IP-1A-C | Installation and Operation Procedure | USEPA |  |  |  | 8/12/2006 11:50:00 PM
2429 | IP-1B | Volatiles in Air - Adsorbent Tubes | USEPA |  |  |  | 8/12/2006 11:50:00 PM
2430 | IP-2A | Nicotine in Indoor Air - XAD-4 | USEPA |  |  |  | 8/12/2006 11:50:00 PM
2431 | IP-2B | Nicotine in Indoor Air-Cassette | USEPA |  |  |  | 8/12/2006 11:50:00 PM
2432 | IP-3A | Carbon Monoxide in Air - NDIR | USEPA |  |  |  | 8/12/2006 11:50:00 PM
2433 | IP-3B | Carbon Monoxide in Air - GFC | USEPA |  |  |  | 8/12/2006 11:50:00 PM
2434 | IP-3C | Carbon Monoxide in Air - ECO | USEPA |  |  |  | 8/12/2006 11:50:00 PM
2435 | IP-5A | Nitrogen Dioxide - Air, Luminescence | USEPA |  |  |  | 8/12/2006 11:50:00 PM
2436 | IP-5B | Nitrogen Dioxide - Air, Palmes Tubes | USEPA |  |  |  | 8/12/2006 11:50:00 PM
2437 | IP-5C | Nitrogen Dioxide - Air, IONCHR | USEPA |  |  |  | 8/12/2006 11:50:00 PM
2438 | IP-6A | Formaldehyde - Indoor Air, HPLC | USEPA |  |  |  | 8/12/2006 11:50:00 PM
2439 | IP-6B | Formaldehyde in Air - Colorimetric | USEPA |  |  |  | 8/12/2006 11:50:00 PM
2440 | IP-6C | Formaldehyde in Air - Passive Sampling | USEPA |  |  |  | 8/12/2006 11:50:00 PM
2441 | IP-7-A | B(a)P in Air by GC/FID and GC/MS | USEPA |  |  |  | 8/12/2006 11:50:00 PM
2442 | IP-7-B | B(a)P and PAHs in Air by HPLC | USEPA |  |  |  | 8/12/2006 11:50:00 PM
2443 | IP-8 | Organochlorine Pesticides - Indoor Air | USEPA |  |  |  | 8/12/2006 11:50:00 PM
100461 | IR006 | DIC, wf, IR (NWQL) | USGS-OK |  |  |  | 9/21/2018 12:28:44 PM
100346 | ISE04 | Fluoride, wf, ISE | USGS-OK | MethodDescriptionText |  |  | 3/16/2018 7:38:12 AM
101272 | ISE04 | PLUTONIUM-238,SS,ALPHA(EBERLINE) | USDOI/USGS | Plutonium-238, suspended sediment, by alpha spectrometry (analysis by Eberline Services) |  | https://water.usgs.gov/XML/NWIS/4.10/ReferenceLists/MethodList.html | 3/13/2026 10:55:34 PM
101273 | ISE05 | PLUTONIUM-238,WF,ALPHA(EBERLINE) | USDOI/USGS | Plutonium-238, water, filtered, by alpha spectrometry (analysis by Eberline Services) |  | https://water.usgs.gov/XML/NWIS/4.10/ReferenceLists/MethodList.html | 3/13/2026 10:55:34 PM
100287 | ISE05 | Anions, wf, ISE | USGS-OK | MethodDescriptionText |  |  | 3/16/2018 7:16:20 AM
101129 | ISM01.3_CN | Total cyanide | USEPA | EPA Inorganic Superfund Methods 1.3 |  | https://19january2017snapshot.epa.gov/sites/production/files/2015-07/documents/epa-ism01.3.pdf | 6/25/2024 7:19:50 PM
101130 | ISM01.3_HG | Cold vapor mercury | USEPA | EPA Inorganic Superfund Methods 1.3 |  | https://19january2017snapshot.epa.gov/sites/production/files/2015-07/documents/epa-ism01.3.pdf | 6/25/2024 7:19:50 PM
101131 | ISM01.3_ICP/AES | Metals by inductively coupled plasma - atomic emission spectroscopy | USEPA | EPA Inorganic Superfund Methods 1.3 |  | URL | 6/25/2024 7:19:50 PM
101132 | ISM01.3_ICP/MS | Metals by inductively coupled plasma - mass spectometry | USEPA | EPA Inorganic Superfund Methods 1.3 |  | https://19january2017snapshot.epa.gov/sites/production/files/2015-07/documents/epa-ism01.3.pdf | 6/25/2024 7:19:50 PM
2444 | ITM-001 | Metals Emissions from Stationary Sources | USEPA |  |  |  | 8/12/2006 11:50:00 PM
3193 | KELADA-01 | Kelada Automated Test Methods for Total Cyanide, Acid Dissociable Cyanide, and Thiocyanate | USEPA |  |  |  | 2/1/2010 8:52:21 AM
100244 | KJ002 | NH3+org-N, wf, FCC, Kjeldahl, CF | USGS-OK | MethodDescriptionText |  |  | 1/29/2018 9:19:14 AM
101274 | KJ002 | PLUTONIUM-238,WU,ALPHA(EBERLINE) | USDOI/USGS | Plutonium-238, water, unfiltered, by alpha spectrometry (analysis by Eberline Services) |  | https://water.usgs.gov/XML/NWIS/4.10/ReferenceLists/MethodList.html | 3/13/2026 10:55:34 PM
101275 | KJ004 | PLUTONIUM-239/240,BS,ALPHA (STL) | USDOI/USGS | Plutonium-239/240, bottom material, by alpha spectrometry (analysis by Severn-Trent Laboratory) |  | https://water.usgs.gov/XML/NWIS/4.10/ReferenceLists/MethodList.html | 3/13/2026 10:55:34 PM
101276 | KJ005 | PLUTONIUM-239/240,SS,ALPHA (STL) | USDOI/USGS | Plutonium-239/240, suspended sediment, by alpha spectrometry (analysis by Severn-Trent Laboratory) |  | https://water.usgs.gov/XML/NWIS/4.10/ReferenceLists/MethodList.html | 3/13/2026 10:55:34 PM
100205 | KJ005 | P, wf, FCC, Kjeldahl, CF | USGS-OK | MethodDescriptionText |  |  | 1/29/2018 9:18:28 AM
100202 | KJ008 | NH3+org-N, wu, WCA, Kjeldahl, CF | USGS-OK | MethodDescriptionText |  |  | 1/29/2018 9:18:28 AM
101277 | KJ008 | PLUTONIUM-239/240,WF,ALPHA (STL) | USDOI/USGS | Plutonium-239/240, water, filtered, by alpha spectrometry (analysis by Severn-Trent Laboratory) |  | https://water.usgs.gov/XML/NWIS/4.10/ReferenceLists/MethodList.html | 3/13/2026 10:55:34 PM
101278 | KJ009 | PLUTONIUM-239/240,WU,ALPHA (STL) | USDOI/USGS | Plutonium-239/240, water, unfiltered, @ 0.1 pCi/L, by alpha spectrometry (analysis by Severn-Trent Laboratory) |  | https://water.usgs.gov/XML/NWIS/4.10/ReferenceLists/MethodList.html | 3/13/2026 10:55:34 PM
100204 | KJ009 | Phosphorus, wu, microKJ ASF, H+ | USGS-OK | MethodDescriptionText |  |  | 1/29/2018 9:18:28 AM
100580 | KJ026 | NH3+org-N, wu, FIA Kjeldahl (WI) | USGS-OK |  |  |  | 7/21/2021 10:27:51 AM
2445 | KR-01 | Krypton-85 in Environmental Air Samples | USEPA |  |  |  | 8/12/2006 11:50:00 PM
2446 | LC_PEST | Low Concentration Water for Pesticides | USEPA |  |  |  | 8/12/2006 11:50:00 PM
2447 | LC_SV | Semivolatiles in Low Concentration Water | USEPA |  |  |  | 8/12/2006 11:50:00 PM
2448 | LC_VOA | Volatile Organics in Low Concentration Water | USEPA |  |  |  | 8/12/2006 11:50:00 PM
100311 | LCM01 | Acetamide addons, LC-MS, SchLCPD | USGS-OK | MethodDescriptionText |  |  | 3/16/2018 7:19:01 AM
100314 | LCM05 | Triazines & phenylureas by LC/MS | USGS-OK | MethodDescriptionText |  |  | 3/16/2018 7:19:02 AM
100177 | LCM29 | Pest, polar, wf, spe, HPLC-MS | USGS-OK | MethodDescriptionText |  |  | 1/29/2018 9:17:45 AM
101279 | LCM29 | PLUTONIUM-239/240, BS (EBERLINE) | USDOI/USGS | Plutonium-239/240, bottom material, by alpha spectrometry (analysis by Eberline Services) |  | https://water.usgs.gov/XML/NWIS/4.10/ReferenceLists/MethodList.html | 3/13/2026 10:55:34 PM
100307 | LCM43 | Triazines & Phenylureas,SPE,LCMS | USGS-OK | MethodDescriptionText |  |  | 3/16/2018 7:19:00 AM
100306 | LCM44 | Triazines & Phenylureas,SPE,LCMS | USGS-OK | MethodDescriptionText |  |  | 3/16/2018 7:19:00 AM
100308 | LCM45 | Acetamides, LC-MS, Sch LCPD | USGS-OK | MethodDescriptionText |  |  | 3/16/2018 7:19:00 AM
100309 | LCM48 | Short Antibiotic Method, LC/MS | USGS-OK |  |  |  | 3/16/2018 7:19:01 AM
101086 | LCM56 | Pharma, wf, LC/MS/MS (Sch 2440) | USGS-OK |  |  |  | 9/14/2023 7:58:10 PM
100310 | LCM57 | LL glyphosate, wf, LC/MS (LCGY) | USGS-OK |  |  |  | 3/16/2018 7:19:01 AM
100253 | LCM60 | Pesticides, wf, dir inj LC/MS/MS | USGS-OK | MethodDescriptionText |  |  | 1/29/2018 9:19:57 AM
100313 | LCM66 | Current pesticides, wf, LC/MS/MS | USGS-OK | MethodDescriptionText |  |  | 3/16/2018 7:19:01 AM
100484 | Lipids Mixed Methods | LIPIDS MIXED METHODS ~ Lipids Mixed Methods | PACE LABS | Biological Tissue Analysis - Analytes: Lipids (fat content) In House SOP, https://www.pacelabs.com/environmental-services/specialty-services/biological-tissue-analysis/methods.html |  |  | 4/29/2022 6:25:58 AM
100069 | LIPIDS MIXED METHODS | LIPIDS MIXED METHODS ~ Lipids mixed methods by https://www.tn.gov/health/topic/lab | TDH LAB |  |  |  | 4/29/2022 6:25:58 AM
4903 | LOADEST | Load Estimator (LOADEST): A FORTRAN Program for Estimating Constituent Loads in Streams and Rivers | USDOI/USGS | Load Estimator (LOADEST): A FORTRAN Program for Estimating Constituent Loads in Streams and Rivers ~ USGS . Runkel, R.L., Crawford, C.G., and Cohn, T.A. |  | https://www.nemi.gov/methods/sams_method_summary/11966/ | 9/7/2023 5:37:20 PM
101280 | LSC14 | PLUTONIUM-239/240, SS (EBERLINE) | USDOI/USGS | Plutonium-239/240, suspended sediment, by alpha spectrometry (analysis by Eberline Services) |  | https://water.usgs.gov/XML/NWIS/4.10/ReferenceLists/MethodList.html | 3/13/2026 10:55:34 PM
101281 | LUMIN | PLUTONIUM-239/240, WF (EBERLINE) | USDOI/USGS | Plutonium-239/240, water, filtered, by alpha spectrometry (analysis by Eberline Services) |  | https://water.usgs.gov/XML/NWIS/4.10/ReferenceLists/MethodList.html | 3/13/2026 10:55:34 PM
100197 | LUMIN | Diss oxygen, luminescence sensor | USGS-OK | MethodDescriptionText |  |  | 1/29/2018 9:18:24 AM
1240 | M-01 | Cadmium and Lead by GFAA | USDOE/EML |  |  |  | 8/12/2006 11:50:00 PM
1241 | M-02-CON | Conductivity Measurements | USDOE/EML |  |  |  | 8/12/2006 11:50:00 PM
1242 | M-02-MTL(AAS) | M-02 MTL AAS ~ Metals in Aqueous Solutions | USDOE/EML |  |  |  | 6/26/2019 4:12:47 PM
1243 | M-02-MTL(AES) | M-02 MTL AES ~ Metals in Aqueous Solutions | USDOE/EML |  |  |  | 6/26/2019 4:12:47 PM
1244 | M-02-PH | pH Measurements | USDOE/EML |  |  |  | 8/12/2006 11:50:00 PM
1245 | M-03 | Trace Metals | USDOE/EML |  |  |  | 8/12/2006 11:50:00 PM
5092 | M5271 | Turbidity of Water by Laser Nephelometry | LECK MITCHELL | Mitchell Method M5271 ~ Leck Mitchell . Turbidity of Water by Laser Nephelometry |  | https://www.nemi.gov/methods/method_summary/10439/ | 9/7/2023 5:37:21 PM
5093 | M5331 | Turbidity of Water by LED Nephelometry | LECK MITCHELL | Mitchell Method M5331 ~ Leck Mitchell . Turbidity of Water by LED Nephelometry |  | https://www.nemi.gov/methods/method_summary/10440/ | 9/7/2023 5:37:21 PM
10011 | M600-2-78-054 | Field and Laboratory Methods Applicable to Overburdens and Minesoils (EPA600-2-78-054) | USEPA |  |  |  | 3/25/2011 12:15:53 PM
2449 | MC_PEST(S) | MC_PEST S ~ Organic Analysis For Pesticides/Aroclors | USEPA | in Sediment |  |  | 6/26/2019 4:12:49 PM
2450 | MC_PEST(W) | MC_PEST W ~ Organic Analysis For Pesticides/Aroclors | USEPA | in Water |  |  | 6/26/2019 4:12:49 PM
2451 | MC_SVOA | Screening Semivolatile Organic Extracts | USEPA |  |  |  | 8/12/2006 11:50:00 PM
2452 | MC_SVOA(LS) | MC_SVOA LS ~ Semivolatile Organics in Low Conc. Soils | USEPA |  |  |  | 6/26/2019 4:12:49 PM
2453 | MC_SVOA(MS) | MC_SVOA MS ~ Semivolatile Organics in Medium Conc. Soil | USEPA |  |  |  | 6/26/2019 4:12:49 PM
2454 | MC_SVOA(W) | MC_SVOA W ~ Semivolatile Organics in Waters | USEPA | in Water |  |  | 6/26/2019 4:12:49 PM
2455 | MC_VOA | Screening of Hexadecane Extracts | USEPA |  |  |  | 8/12/2006 11:50:00 PM
2456 | MC_VOA(LS) | MC_VOA LS ~ Volatile Organics in Low Concentration Soils | USEPA |  |  |  | 6/26/2019 4:12:49 PM
2457 | MC_VOA(MS) | MC_VOA MS ~ Volatile Organics in Medium Conc. Soils | USEPA |  |  |  | 6/26/2019 4:12:49 PM
2458 | MC_VOA(W) | MC_VOA W ~ Volatile Organics in Multi-Conc. Waters | USEPA | in Water |  |  | 6/26/2019 4:12:49 PM
5163 | MD DNR MBSS | Benthic Sampling Protocols for Maryland Streams | MD DNR | MD DNR MBSS ~ MD DNR . Benthic Sampling Protocols for Maryland Streams |  | https://www.nemi.gov/methods/method_summary/9311/ | 9/7/2023 5:37:21 PM
3199 | ME355.01 | Cyanide in Drinking Water by GC/MS | LECK MITCHELL | ME355.01 ~ Leck Mitchell . Cyanide in Drinking Water by GC/MS |  | https://www.nemi.gov/methods/method_summary/10443/ | 9/7/2023 5:37:19 PM
5216 | MEASURE SENSITIVITY | Thoma, D.P., Irwin, R.J., and Penoyer, P.E. | NPS | Documenting Measurement Sensitivity and Bias of FIeld-Measured Parameters in Water Quality Monitoring Programs ~ NPS . Thoma, D.P., Irwin, R.J., and Penoyer, P.E. |  | https://www.nemi.gov/methods/sams_method_summary/11956/ | 9/7/2023 5:37:21 PM
100890 | MEHG-DRY-GCAFS | Methylmercury in Biota by GCAFS (DRY units) | NIH/NLM | This method follows the procedures published by Liang, Bloom and Horvat in Clinical Chemistry (Vol 40, No 4, 1994). Samples are homogenized and then digested in a methanolic potassium hydroxide solution. An aliquot of the digestate is analyzed by aqueous phase ethylation, purge and trap, desorption and GC separation. The separated species are then pyrolized to elemental Hg and quantified by cold vapour atomic fluorescence spectroscopy. Results are reported ""as MeHg"". |  |  | 12/10/2021 7:06:56 PM
100886 | MEHG-WET-GCAFS | Methylmercury in Biota by GCAFS (WET units) | NIH/NLM | This method follows the procedures published by Liang, Bloom and Horvat in Clinical Chemistry (Vol 40, No 4, 1994). Samples are homogenized and then digested in a methanolic potassium hydroxide solution. An aliquot of the digestate is analyzed by aqueous phase ethylation, purge and trap, desorption and GC separation. The separated species are then pyrolized to elemental Hg and quantified by cold vapour atomic fluorescence spectroscopy. Results are reported ""as MeHg"". |  |  | 10/22/2021 8:00:46 AM
101326 | MEMBR | PLUTONIUM-239/240, WU (EBERLINE) | USDOI/USGS | Plutonium-239/240, water, unfiltered, by alpha spectrometry (analysis by Eberline Services) |  | https://water.usgs.gov/XML/NWIS/4.10/ReferenceLists/MethodList.html | 3/13/2026 10:55:34 PM
100210 | MEMBR | Diss oxygen, membrane electrode | USGS-OK | MethodDescriptionText |  |  | 1/29/2018 9:18:29 AM
101206 | MET-TDIG | Sample Preparation of Biological Tissue for Metals Analysis by CVAA, ICP-OES and ICP-MS | ALS | https://www.alsglobal.com/en/Search#q=Biological%20Tissue%20 |  |  | 4/29/2025 5:36:31 AM
100343 | MF002 | Fecal coliform, MF | USGS-OK | MethodDescriptionText |  |  | 3/16/2018 7:27:03 AM
101212 | MLA-110 Rev 02 | SGS AXYS MLA-110 Rev 02 | SGS_AXYS | Per-and Polyfluoroalkyl Substances (PFAS) Analysis NEW! DoD ELAP Accreditation for PFAS Draft EPA 1633 |  | https://www.sgsaxys.com/sampling-analysis/pfas/ | 1/28/2026 2:22:17 AM
5061 | MLM ASSEMBLAGE | Maximum Likelihood Method for Predicting Environmental Conditions from Assemblage Composition | USEPA | Maximum Likelihood Method for Predicting Environmental Conditions from Assemblage Composition ~ EPA . Yuan, Lester L. |  | https://www.nemi.gov/methods/sams_method_summary/11949/ | 9/7/2023 5:37:21 PM
1176 | MM100 | ICP/MS Radionuclide Analyses | USDOE/ASD | MM100 ~ DOE . ICP/MS Radionuclide Analyses |  | https://www.nemi.gov/methods/method_summary/4766/ | 9/7/2023 5:37:18 PM
1177 | MM210 | ICP/MS of Th230, Tc99 and U234 | USDOE/ASD |  |  |  | 8/12/2006 11:50:00 PM
1178 | MM800 | ICP/MS of Uranium in Water | USDOE/ASD | MM800 ~ DOE . ICP/MS of Uranium in Water |  | https://www.nemi.gov/methods/method_summary/4767/ | 9/7/2023 5:37:18 PM
100485 | Mobile Laboratory | Mobile Laboratory | PACE LABS | https://www.pacelabs.com/assets/documents/Environmental/capabilities-2015.pdf |  |  | 6/26/2019 4:12:42 PM
100288 | MS007 | Deuterium/Protium, wu, MS | USGS-OK |  |  |  | 3/16/2018 7:16:20 AM
101327 | MS007 | POLONIUM-210, BED, ALPHA (STL) | USDOI/USGS | Polonium-210, bed sediment, by alpha apectrometry (analysis by Severn-Trent Laboratory) |  | https://water.usgs.gov/XML/NWIS/4.10/ReferenceLists/MethodList.html | 3/13/2026 10:55:34 PM
101328 | MS020 | POLONIUM-210, SUS, ALPHA (STL) | USDOI/USGS | Polonium-210, suspended sediment, by alpha spectrometry (analysis by Severn-Trent Laboratory) |  | https://water.usgs.gov/XML/NWIS/4.10/ReferenceLists/MethodList.html | 3/13/2026 10:55:34 PM
100289 | MS020 | Oxygen-18/16, wu, by MS | USGS-OK |  |  |  | 3/16/2018 7:16:20 AM
100449 | MS039 | C-13/12, wf, per NWQL Memo 96-05 | USGS-OK |  |  |  | 7/23/2018 11:53:14 AM
101329 | MS042 | POLONIUM-210, WF, ALPHA (STL) | USDOI/USGS | Polonium-210, water, filtered, by alpha spectrometry (analysis by Severn-Trent Laboratory) |  | https://water.usgs.gov/XML/NWIS/4.10/ReferenceLists/MethodList.html | 3/13/2026 10:55:34 PM
1179 | MS100 | Reflectometry-Based Instrument | USDOE/ASD |  |  |  | 8/12/2006 11:50:00 PM
1180 | MS110 | Colorimetric Test for CrO4+ | USDOE/ASD |  |  |  | 8/12/2006 11:50:00 PM
1181 | MS210 | Colorimetric Test for Lead in Water | USDOE/ASD |  |  |  | 8/12/2006 11:50:00 PM
4731 | MS310 | Nitrate in Water by Colorimetric Test | USDOE/ASD | MS310 ~ DOE . Nitrate in Water by Colorimetric Test |  | https://www.nemi.gov/methods/method_summary/4768/ | 9/7/2023 5:37:20 PM
1182 | MS310(S) | MS310 S ~ Colorimetric Test for NO3+ in Soil | USDOE/ASD | in Sediment |  |  | 7/6/2021 4:15:51 PM
1183 | MS310(W) | MS310 W ~ Colorimetric Test for NO3+ in Water | USDOE/ASD | in Water |  |  | 7/6/2021 4:15:51 PM
1184 | MS410(W) | MS410 W ~ Colorimetric Test for Nickel in Water | USDOE/ASD | in Water |  |  | 6/26/2019 4:12:47 PM
100268 | MST | Microbial Source-Tracking and Detection Techniques | USDOI/USGS | Application of Molecular Microbial Technologies to USGS Science https://water.usgs.gov/owq/application.pdf |  |  | 2/15/2018 8:15:27 AM
1185 | MU012R | Cyanide by Microdistillation and Argento | USDOE/ASD | MU012R ~ DOE . Cyanide by Microdistillation and Argento |  | https://www.nemi.gov/methods/method_summary/4769/ | 9/7/2023 5:37:18 PM
5068 | MULTI-METRIC INDICES | Process for Creating Multi-Metric Indices for Large-Scale Aquatic Surveys | USEPA | Process for Creating Multi-Metric Indices for Large-Scale Aquatic Surveys ~ EPA . Stoddard, J.L., Herlihy, A.T., Peck, D.V., Hughes, R.M., Whittier, R.R., and Tarquinio, E. |  | https://www.nemi.gov/methods/sams_method_summary/11958/ | 9/7/2023 5:37:21 PM
100074 | NAWQA ALGAL DTH | Algal Sample Collection at Depositional-Targeted Habitat (DTH) in wadeable streams by SG-92 (and other instruments) | USDOI/USGS |  |  | https://www.nemi.gov/methods/method_summary/12235/ | 6/1/2016 7:25:02 AM
100075 | NAWQA ALGAL QMH | Algal Sample Collection at Qualitative Multihabitat (QMH) in wadeable streams by SG-92 (and other instruments) | USDOI/USGS |  |  | https://www.nemi.gov/methods/method_summary/12236/ | 6/1/2016 7:25:02 AM
100076 | NAWQA ALGAL RTH | Algal Sample Collection at Richest-Targeted Habitat (RTH) in wadeable streams by SG-92 (and other instruments) | USDOI/USGS |  |  | https://www.nemi.gov/methods/method_summary/12234/ | 6/1/2016 7:25:02 AM
100077 | NAWQA FISH | Fish Sample Collection in Wadeable Streams by Electrofishing and Seine | USDOI/USGS |  |  | https://www.nemi.gov/methods/method_summary/12237/ | 6/1/2016 7:25:02 AM
4904 | NAWQA GW TRENDS | US Geological Survey | USDOI/USGS | NAWQA Groundwater-Quality Trends ~ USGS NAWQA . US Geological Survey |  | https://www.nemi.gov/methods/sams_method_summary/11963/ | 9/7/2023 5:37:20 PM
100078 | NAWQA INVERT QMH | Invertebrate Sample Collection at Qualitiative Multiple Habitat (QMH) in wadeable streams by D-net | USDOI/USGS |  |  | https://www.nemi.gov/methods/method_summary/12233/ | 6/1/2016 7:25:02 AM
100079 | NAWQA INVERT RTH | Invertebrate Sample Collection at Richest Targeted Habitat (RTH) in wadeable streams by Slack sampler | USDOI/USGS |  |  | https://www.nemi.gov/methods/method_summary/12232/ | 6/1/2016 7:25:02 AM
100080 | NAWQA PHYTOPLANKTON | Algal phytoplankton sample collection in wadeable streams by SG-92 (and other instruments) | USDOI/USGS |  |  | https://www.nemi.gov/methods/method_summary/12240/ | 6/1/2016 7:25:02 AM
100329 | NCAC | Gage height, non-cont. acoustic | USGS-OK |  |  |  | 3/16/2018 7:23:36 AM
100271 | NCAFishTissueAnaly | NCA Fish Tissue Analysis Method | NARS_WQX |  |  |  | 2/26/2018 3:54:05 PM
100272 | NCAInvertAnalysis | NCA Invert Analysis Method | NARS_WQX |  |  |  | 2/26/2018 3:54:09 PM
100270 | NCASedToxAnalysis | NCA Invertebrate Sediment Toxicity Analysis Method | NARS_WQX |  |  |  | 2/26/2018 3:53:52 PM
100243 | NCRD | Gage height, non-contact radar | USGS-OK |  |  |  | 1/29/2018 9:19:11 AM
4905 | NFM 4.1.1.A EWI | Collection of stream samples using the equal-width-increment (EWI) method | USDOI/USGS | NFM 4.1.1.A EWI ~ USGS-OWQ . Collection of stream samples using the equal-width-increment (EWI) method |  | https://www.nemi.gov/methods/method_summary/9366/ | 9/7/2023 5:37:20 PM
4906 | NFM 4.1.3.A EDI | Collection of isokinetic, depth-integrated stream samples using the equal-discharge-increment (EDI) method | USDOI/USGS | NFM 4.1.3.A EDI ~ USGS-OWQ . Collection of isokinetic, depth-integrated stream samples using the equal-discharge-increment (EDI) method |  | https://www.nemi.gov/methods/method_summary/9365/ | 9/7/2023 5:37:20 PM
4907 | NFM 4.1.3.A EWI | Collection of isokinetic, depth-integrated stream samples using equal-width-increments (EWI) | USDOI/USGS | NFM 4.1.3.A EWI ~ USGS-OWQ . Collection of isokinetic, depth-integrated stream samples using equal-width-increments (EWI) |  | https://www.nemi.gov/methods/method_summary/9369/ | 9/7/2023 5:37:20 PM
4908 | NFM 4.1.3.A VCF | Collection of stream samples using the single vertical at centroid-of-flow (VCF) method | USDOI/USGS | NFM 4.1.3.A VCF ~ USGS-OWQ . Collection of stream samples using the single vertical at centroid-of-flow (VCF) method |  | https://www.nemi.gov/methods/method_summary/9368/ | 9/7/2023 5:37:20 PM
4909 | NFM 4.2 | Collection of ground-water samples at supply and monitoring wells | USDOI/USGS | NFM 4.2 Ground-Water Sampling ~ USGS-OWQ . Collection of ground-water samples at supply and monitoring wells |  | https://www.nemi.gov/methods/method_summary/9501/ | 9/7/2023 5:37:20 PM
4910 | NFM 6.1.3.B | Temperature measurement of surface water | USDOI/USGS | NFM 6.1.3.B ~ USGS-OWQ . Temperature measurement of surface water |  | https://www.nemi.gov/methods/method_summary/9217/ | 9/7/2023 5:37:20 PM
4911 | NFM 6.1.3.C | Temperature measurement of ground water | USDOI/USGS | NFM 6.1.3.C ~ USGS-OWQ . Temperature measurement of ground water |  | https://www.nemi.gov/methods/method_summary/9219/ | 9/7/2023 5:37:20 PM
4912 | NFM 6.2.1-AMP | Dissolved-oxygen concentration, field measurement by amperometric method | USDOI/USGS | NFM 6.2.1-Amp ~ USGS-OWQ . Dissolved-oxygen concentration, field measurement by amperometric method |  | https://www.nemi.gov/methods/method_summary/9216/ | 9/7/2023 5:37:20 PM
4913 | NFM 6.2.1-LUM | Dissolved-oxygen concentration, field measurement by luminescent sensor | USDOI/USGS | NFM 6.2.1-Lum ~ USGS-OWQ . Dissolved-oxygen concentration, field measurement by luminescent sensor |  | https://www.nemi.gov/methods/method_summary/9207/ | 9/7/2023 5:37:20 PM
4914 | NFM 6.2.2-SPEC | Dissolved-oxygen concentrations, field measurement by spectrophotometry | USDOI/USGS | NFM 6.2.2-Spec ~ USGS-OWQ . Dissolved-oxygen concentrations, field measurement by spectrophotometry |  | https://www.nemi.gov/methods/method_summary/9208/ | 9/7/2023 5:37:20 PM
4915 | NFM 6.2.3-IODO | Dissolved-oxygen concentrations in water by iodometric (Winkler) method | USDOI/USGS | NFM 6.2.3-Iodo ~ USGS-OWQ . Dissolved-oxygen concentrations in water by iodometric (Winkler) method |  | https://www.nemi.gov/methods/method_summary/9218/ | 9/7/2023 5:37:20 PM
4916 | NFM 6.3.3.A-SW | Specific conductance of surface water, electrometric measurement | USDOI/USGS | NFM 6.3.3.A-SW ~ USGS-OWQ . Specific conductance of surface water, electrometric measurement |  | https://www.nemi.gov/methods/method_summary/9211/ | 9/7/2023 5:37:20 PM
4917 | NFM 6.3.3.B-GW | Specific conductance of ground water, electrometric measurement | USDOI/USGS | NFM 6.3.3.B-GW ~ USGS-OWQ . Specific conductance of ground water, electrometric measurement |  | https://www.nemi.gov/methods/method_summary/9215/ | 9/7/2023 5:37:20 PM
4918 | NFM 6.4.3.A-SW | pH (hydronium-ion activity) of surface water, in-situ electrometric method | USDOI/USGS | NFM 6.4.3.A-SW ~ USGS-OWQ . pH (hydronium-ion activity) of surface water, in-situ electrometric method |  | https://www.nemi.gov/methods/method_summary/9204/ | 9/7/2023 5:37:20 PM
4919 | NFM 6.4.3.B-GW | pH (hydronium-ion activity) of ground water, in-situ electrometric method | USDOI/USGS | NFM 6.4.3.B-GW ~ USGS-OWQ . pH (hydronium-ion activity) of ground water, in-situ electrometric method |  | https://www.nemi.gov/methods/method_summary/9214/ | 9/7/2023 5:37:20 PM
4920 | NFM 6.4.3.C | pH (hydronium-ion activity) of environmental water subsamples, on-site electrometric method | USDOI/USGS | NFM 6.4.3.C ~ USGS-OWQ . pH (hydronium-ion activity) of environmental water subsamples, on-site electrometric method |  | https://www.nemi.gov/methods/method_summary/9213/ | 9/7/2023 5:37:20 PM
4921 | NFM 6.5 | Reduction-oxidation potential, electrometric field measurement by platinum electrode | USDOI/USGS | NFM 6.5 ~ USGS-OWQ . Reduction-oxidation potential, electrometric field measurement by platinum electrode |  | https://www.nemi.gov/methods/method_summary/9205/ | 9/7/2023 5:37:20 PM
4922 | NFM 6.6.4.B | Alkalinity and ANC field determination by Inflection Point Titration | USDOI/USGS | NFM 6.6.4.B ~ USGS-OWQ . Alkalinity and ANC field determination by Inflection Point Titration |  | https://www.nemi.gov/methods/method_summary/9212/ | 9/7/2023 5:37:20 PM
4923 | NFM 6.6.4.C | Alkalinity and ANC field determination by Gran Function Plot | USDOI/USGS | NFM 6.6.4.C ~ USGS-OWQ . Alkalinity and ANC field determination by Gran Function Plot |  | https://www.nemi.gov/methods/method_summary/9206/ | 9/7/2023 5:37:20 PM
3224 | NFM6.6.4C | GRAN FUNCTION PLOT METHOD | USDOI/USGS |  |  |  | 7/2/2012 4:56:44 PM
1246 | NH3-01 | Ammonium in Water | USDOE/EML |  |  |  | 8/12/2006 11:50:00 PM
5227 | NITRATE V(III) REDUC | Nitrate via manual vanadium(III) reduction | UC-DAVIS | Nitrate via V(III) reduction ~ UC-Davis . Nitrate via manual vanadium(III) reduction |  | https://www.nemi.gov/methods/method_summary/9171/ | 9/7/2023 5:37:21 PM
100743 | Nitrate via V(III) reduction | Nitrate via V(III) reduction | UCD |  |  |  | 10/4/2021 6:14:03 PM
1148 | NITRO-1 | Ammonia in Water - AutoAnalyzer | USDOC/NOAA |  |  |  | 8/12/2006 11:50:00 PM
1149 | NITRO-10 | Nitrite Nitrogen in Saline Water | USDOC/NOAA |  |  |  | 8/12/2006 11:50:00 PM
1150 | NITRO-11 | Nitrite Nitrogen in Seawater | USDOC/NOAA |  |  |  | 8/12/2006 11:50:00 PM
1151 | NITRO-12 | Nitrate Nitrogen in Saline Water | USDOC/NOAA |  |  |  | 8/12/2006 11:50:00 PM
1152 | NITRO-13 | Determination of Ammonium Nitrogen | USDOC/NOAA |  |  |  | 8/12/2006 11:50:00 PM
1153 | NITRO-14 | Nitrite Nitrogen in Water | USDOC/NOAA |  |  |  | 8/12/2006 11:50:00 PM
1154 | NITRO-15 | Nitrate plus Nitrite in Sediment | USDOC/NOAA |  |  |  | 8/12/2006 11:50:00 PM
1155 | NITRO-16 | Total Kjehdahl Nitrogen | USDOC/NOAA |  |  |  | 8/12/2006 11:50:00 PM
1156 | NITRO-17 | Ammonia in Saline Water | USDOC/NOAA |  |  |  | 8/12/2006 11:50:00 PM
1157 | NITRO-18 | Ammonia Plus Amino Acids | USDOC/NOAA |  |  |  | 8/12/2006 11:50:00 PM
1158 | NITRO-19 | Reactive Nitrate in Seawater | USDOC/NOAA |  |  |  | 8/12/2006 11:50:00 PM
1159 | NITRO-2 | Ammonia in Water - Phenate | USDOC/NOAA |  |  |  | 8/12/2006 11:50:00 PM
1160 | NITRO-20 | Reactive Nitrite in Seawater | USDOC/NOAA |  |  |  | 8/12/2006 11:50:00 PM
1161 | NITRO-23 | Ammonia in Water - Distillation | USDOC/NOAA |  |  |  | 8/12/2006 11:50:00 PM
1162 | NITRO-24 | Ammonia in Water - Ion Selective | USDOC/NOAA |  |  |  | 8/12/2006 11:50:00 PM
1163 | NITRO-25 | TKN - Phenate, AutoAnalyzer | USDOC/NOAA |  |  |  | 8/12/2006 11:50:00 PM
1164 | NITRO-3 | Ammonia - AutoAnalyzer | USDOC/NOAA |  |  |  | 8/12/2006 11:50:00 PM
1165 | NITRO-4 | Ammonia - Colorimetric | USDOC/NOAA |  |  |  | 8/12/2006 11:50:00 PM
1166 | NITRO-5 | TKN - Block Digestor, Automated | USDOC/NOAA |  |  |  | 8/12/2006 11:50:00 PM
1167 | NITRO-6 | TKN - Colorimetric | USDOC/NOAA |  |  |  | 8/12/2006 11:50:00 PM
1168 | NITRO-7 | TKN - Spectrophotometric | USDOC/NOAA |  |  |  | 8/12/2006 11:50:00 PM
1169 | NITRO-8 | Nitrate-Nitrite in Water | USDOC/NOAA |  |  |  | 8/12/2006 11:50:00 PM
1170 | NITRO-9 | Nitrate plus Nitrite Nitrogen | USDOC/NOAA |  |  |  | 8/12/2006 11:50:00 PM
101221 | NLA:ASSESS | ASSESS | OKWRB-LAKES_WQX | ASSESS; Added automatically during an import of NRSA application data |  |  | 10/1/2025 9:58:49 AM
101224 | NLA:PHAB | PHAB | OKWRB-LAKES_WQX | PHAB; Added automatically during an import of NRSA application data |  |  | 10/1/2025 9:58:49 AM
101223 | NLA:PROF | PROF | OKWRB-LAKES_WQX | PROF; Added automatically during an import of NRSA application data |  |  | 10/1/2025 9:58:49 AM
101222 | NLA:SECH | SECH | OKWRB-LAKES_WQX | SECH; Added automatically during an import of NRSA application data |  |  | 10/1/2025 9:58:49 AM
101225 | NLA:SUBBENT | SUBBENT | OKWRB-LAKES_WQX | SUBBENT; Added automatically during an import of NRSA application data |  |  | 10/1/2025 9:58:50 AM
101220 | NLA:VERIF | VERIF | OKWRB-LAKES_WQX | VERIF; Added automatically during an import of NRSA application data |  |  | 10/1/2025 9:58:49 AM
5225 | NO3 EASYCHEM | Nitrate in Water by Colorimetry | SYSTEA SCIENTIFIC | NO3 EasyChem ~ Systea Scientific . Nitrate in Water by Colorimetry |  | https://www.nemi.gov/methods/method_summary/10442/ | 9/7/2023 5:37:21 PM
100068 | NO3NO2 EASYCHEM | Nitrate-Nitrite in Water by Colorimetry | SYSTEA SCIENTIFIC | NO3NO2 EasyChem ~ Systea Scientific . Nitrite-Nitrate in Water by Colorimetry |  |  | 9/7/2023 5:37:21 PM
100096 | NRSA FISH (BOAT) | Electrofishing procedures for large non-wadeable rivers | USEPA |  |  | https://www.nemi.gov/methods/method_summary/12311/ | 6/1/2016 7:25:03 AM
100097 | NRSA FISH (WADE) | Electrofishing procedures in small wadeable streams | USEPA |  |  | https://www.nemi.gov/methods/method_summary/12302/ | 6/1/2016 7:25:03 AM
100862 | NRSA Microcystins 2013 (Boat) | Microcystin (alga toxin) sample collection in large non-wadeable rivers | USEPA |  |  |  | 10/20/2021 8:42:13 AM
100863 | NRSA Microcystins 2013 (Wade) | Microcystin (alga toxin) sample collection in small wadeable streams | USEPA |  |  |  | 10/20/2021 8:42:13 AM
100965 | NRSA:ASSESS | ASSESS | OKWRB-STREAMS_WQX | ASSESS; Added automatically during an import of NRSA application data |  |  | 3/24/2023 9:36:39 AM
101091 | NRSA:BANKB | BANKB | OKWRB-STREAMS_WQX | BANKB; Added automatically during an import of NRSA application data |  |  | 11/6/2023 12:16:32 PM
100971 | NRSA:BANKW | BANKW | OKWRB-STREAMS_WQX | BANKW; Added automatically during an import of NRSA application data |  |  | 3/24/2023 9:36:39 AM
101200 | NRSA:BETB | BETB | OKWRB-STREAMS_WQX | BETB; Added automatically during an import of NRSA application data |  |  | 3/27/2025 11:39:36 AM
101152 | NRSA:BETW | BETW | OKWRB-STREAMS_WQX | BETW; Added automatically during an import of NRSA application data |  |  | 2/26/2025 7:16:35 AM
101092 | NRSA:CANCOVERB | CANCOVERB | OKWRB-STREAMS_WQX | CANCOVERB; Added automatically during an import of NRSA application data |  |  | 11/6/2023 12:16:32 PM
100972 | NRSA:CANCOVERW | CANCOVERW | OKWRB-STREAMS_WQX | CANCOVERW; Added automatically during an import of NRSA application data |  |  | 3/24/2023 9:36:39 AM
101098 | NRSA:CHANDEPTHB | CHANDEPTHB | OKWRB-STREAMS_WQX | CHANDEPTHB; Added automatically during an import of NRSA application data |  |  | 11/6/2023 12:16:32 PM
101103 | NRSA:ConductivityStandard1 | Conductivity Standard 1 | OKWRB-STREAMS_WQX | Conductivity Standard 1; Added automatically during an import of NRSA application data |  |  | 11/9/2023 8:41:32 AM
101435 | NRSA:ConductivityStandard2 | Conductivity Standard 2 | OKWRB-STREAMS_WQX | Conductivity Standard 2; Added automatically during an import of NRSA application data |  |  | 9/29/2026 8:18:16 AM
101099 | NRSA:CONSTB | CONSTB | OKWRB-STREAMS_WQX | CONSTB; Added automatically during an import of NRSA application data |  |  | 11/6/2023 12:16:32 PM
100966 | NRSA:CONSTRAINT | CONSTRAINT | OKWRB-STREAMS_WQX | CONSTRAINT; Added automatically during an import of NRSA application data |  |  | 3/24/2023 9:36:39 AM
100969 | NRSA:CROSSECW | CROSSECW | OKWRB-STREAMS_WQX | CROSSECW; Added automatically during an import of NRSA application data |  |  | 3/24/2023 9:36:39 AM
101090 | NRSA:FISHCOVB | FISHCOVB | OKWRB-STREAMS_WQX | FISHCOVB; Added automatically during an import of NRSA application data |  |  | 11/6/2023 12:16:32 PM
100970 | NRSA:FISHCOVW | FISHCOVW | OKWRB-STREAMS_WQX | FISHCOVW; Added automatically during an import of NRSA application data |  |  | 3/24/2023 9:36:39 AM
100967 | NRSA:FLOW | FLOW | OKWRB-STREAMS_WQX | FLOW; Added automatically during an import of NRSA application data |  |  | 3/24/2023 9:36:39 AM
101094 | NRSA:HUMINFLUB | HUMINFLUB | OKWRB-STREAMS_WQX | HUMINFLUB; Added automatically during an import of NRSA application data |  |  | 11/6/2023 12:16:32 PM
100974 | NRSA:HUMINFLUW | HUMINFLUW | OKWRB-STREAMS_WQX | HUMINFLUW; Added automatically during an import of NRSA application data |  |  | 3/24/2023 9:36:39 AM
101104 | NRSA:INVA | INVA | OKWRB-STREAMS_WQX | INVA; Added automatically during an import of NRSA application data |  |  | 11/14/2023 5:47:01 PM
101097 | NRSA:LITTORALB | LITTORALB | OKWRB-STREAMS_WQX | LITTORALB; Added automatically during an import of NRSA application data |  |  | 11/6/2023 12:16:32 PM
101096 | NRSA:LWDB | LWDB | OKWRB-STREAMS_WQX | LWDB; Added automatically during an import of NRSA application data |  |  | 11/6/2023 12:16:32 PM
100975 | NRSA:LWDW | LWDW | OKWRB-STREAMS_WQX | LWDW; Added automatically during an import of NRSA application data |  |  | 3/24/2023 9:36:39 AM
101101 | NRSA:pHStandard1 | pH Standard 1 | OKWRB-STREAMS_WQX | pH Standard 1; Added automatically during an import of NRSA application data |  |  | 11/9/2023 8:41:32 AM
101102 | NRSA:pHStandard2 | pH Standard 2 | OKWRB-STREAMS_WQX | pH Standard 2; Added automatically during an import of NRSA application data |  |  | 11/9/2023 8:41:32 AM
101434 | NRSA:PROF | PROF | OKWRB-STREAMS_WQX | PROF; Added automatically during an import of NRSA application data |  |  | 9/29/2026 8:18:16 AM
100976 | NRSA:SLOPEW | SLOPEW | OKWRB-STREAMS_WQX | SLOPEW; Added automatically during an import of NRSA application data |  |  | 3/24/2023 9:36:40 AM
101100 | NRSA:TemperatureBySensor | Temperature By Sensor | OKWRB-STREAMS_WQX | Temperature By Sensor; Added automatically during an import of NRSA application data |  |  | 11/9/2023 8:41:32 AM
101433 | NRSA:TemperatureByThermometer | Temperature By Thermometer | OKWRB-STREAMS_WQX | Temperature By Thermometer; Added automatically during an import of NRSA application data |  |  | 9/29/2026 8:18:16 AM
101095 | NRSA:THALB | THALB | OKWRB-STREAMS_WQX | THALB; Added automatically during an import of NRSA application data |  |  | 11/6/2023 12:16:32 PM
100964 | NRSA:THALW | THALW | OKWRB-STREAMS_WQX | THALW; Added automatically during an import of NRSA application data |  |  | 3/24/2023 9:36:39 AM
100968 | NRSA:TORR | TORR | OKWRB-STREAMS_WQX | TORR; Added automatically during an import of NRSA application data |  |  | 3/24/2023 9:36:39 AM
100963 | NRSA:VERIF | VERIF | OKWRB-STREAMS_WQX | VERIF; Added automatically during an import of NRSA application data |  |  | 3/24/2023 9:36:39 AM
101093 | NRSA:VISRIPB | VISRIPB | OKWRB-STREAMS_WQX | VISRIPB; Added automatically during an import of NRSA application data |  |  | 11/6/2023 12:16:32 PM
100973 | NRSA:VISRIPW | VISRIPW | OKWRB-STREAMS_WQX | VISRIPW; Added automatically during an import of NRSA application data |  |  | 3/24/2023 9:36:39 AM
100152 | NRSA09 W Qual (Boat) | Section 5.1: Non-Wadeable Rivers-Water Quality of National Rivers and Streams Assessment: Field Operations Manual (2009) | USEPA |  |  | https://www.nemi.gov/methods/method_summary/12561/ | 12/5/2017 3:53:44 PM
100098 | NRSA13 Fish (Wade) | Fish sampling in small wadeable streams by electrofishing | USEPA |  |  | https://www.nemi.gov/methods/method_summary/12302/ | 6/1/2016 7:25:03 AM
100099 | NRSA13Microcys(Boat) | Microcystin (alga toxin) sample collection in large non-wadeable rivers | USEPA |  |  | https://www.nemi.gov/methods/method_summary/12569/ | 6/1/2016 7:25:03 AM
100100 | NRSA13Microcys(Wade) | Microcystin (alga toxin) sample collection in small wadeable streams | USEPA |  |  | https://www.nemi.gov/methods/method_summary/12570/ | 6/1/2016 7:25:03 AM
101072 | NSL_WQ10 | https://www.nrrig.mwa.ars.usda.gov/st40_javascript/methods.aspx?methodstring=NSL_WQ10 | USDA/ARS | https://www.nrrig.mwa.ars.usda.gov/st40_javascript/methods.aspx?methodstring=OKGRL_LMWQ2 |  |  | 7/12/2023 12:03:30 AM
101073 | NSL_WQ11 | https://www.nrrig.mwa.ars.usda.gov/st40_javascript/methods.aspx?methodstring=NSL_WQ11 | USDA/ARS | https://www.nrrig.mwa.ars.usda.gov/st40_javascript/methods.aspx?methodstring=OKGRL_LMWQ2 |  |  | 7/12/2023 12:03:30 AM
101074 | NSL_WQ12 | NSL_WQ12 | USDA/ARS | https://www.nrrig.mwa.ars.usda.gov/st40_javascript/methods.aspx?methodstring=NSL_WQ12 |  |  | 7/12/2023 12:03:30 AM
101029 | NSL_WQ13 | https://www.nrrig.mwa.ars.usda.gov/st40_javascript/methods.aspx?methodstring=NSL_WQ13 | USDA/ARS | https://www.nrrig.mwa.ars.usda.gov/st40_javascript/methods.aspx?methodstring=NSL_WQ13 |  |  | 6/29/2023 2:59:23 AM
101030 | NSL_WQ14 | https://www.nrrig.mwa.ars.usda.gov/st40_javascript/methods.aspx?methodstring=NSL_WQ14 | USDA/ARS | https://www.nrrig.mwa.ars.usda.gov/st40_javascript/methods.aspx?methodstring=NSL_WQ14 |  |  | 6/29/2023 2:59:23 AM
101075 | NSL_WQ15 | https://www.nrrig.mwa.ars.usda.gov/st40_javascript/methods.aspx?methodstring=NSL_WQ15 | USDA/ARS | https://www.nrrig.mwa.ars.usda.gov/st40_javascript/methods.aspx?methodstring=OKGRL_LMWQ2 |  |  | 7/12/2023 12:03:30 AM
101031 | NSL_WQ16 | https://www.nrrig.mwa.ars.usda.gov/st40_javascript/methods.aspx?methodstring=NSL_WQ16 | USDA/ARS | https://www.nrrig.mwa.ars.usda.gov/st40_javascript/methods.aspx?methodstring=NSL_WQ16 |  |  | 6/29/2023 2:59:23 AM
101032 | NSL_WQ17 | https://www.nrrig.mwa.ars.usda.gov/st40_javascript/methods.aspx?methodstring=NSL_WQ17 | USDA/ARS | https://www.nrrig.mwa.ars.usda.gov/st40_javascript/methods.aspx?methodstring=NSL_WQ17 |  |  | 6/29/2023 2:59:23 AM
101033 | NSL_WQ18 | https://www.nrrig.mwa.ars.usda.gov/st40_javascript/methods.aspx?methodstring=NSL_WQ18 | USDA/ARS | https://www.nrrig.mwa.ars.usda.gov/st40_javascript/methods.aspx?methodstring=NSL_WQ18 |  |  | 6/29/2023 2:59:23 AM
101034 | NSL_WQ4 | https://www.nrrig.mwa.ars.usda.gov/st40_javascript/methods.aspx?methodstring=NSL_WQ4 | USDA/ARS | https://www.nrrig.mwa.ars.usda.gov/st40_javascript/methods.aspx?methodstring=NSL_WQ4 |  |  | 6/29/2023 2:59:23 AM
101035 | NSL_WQ5 | https://www.nrrig.mwa.ars.usda.gov/st40_javascript/methods.aspx?methodstring=NSL_WQ5 | USDA/ARS | https://www.nrrig.mwa.ars.usda.gov/st40_javascript/methods.aspx?methodstring=NSL_WQ5 |  |  | 6/29/2023 2:59:23 AM
101036 | NSL_WQ6 | https://www.nrrig.mwa.ars.usda.gov/st40_javascript/methods.aspx?methodstring=NSL_WQ6 | USDA/ARS | https://www.nrrig.mwa.ars.usda.gov/st40_javascript/methods.aspx?methodstring=NSL_WQ6 |  |  | 6/29/2023 2:59:23 AM
101037 | NSL_WQ7 | https://www.nrrig.mwa.ars.usda.gov/st40_javascript/methods.aspx?methodstring=NSL_WQ7 | USDA/ARS | https://www.nrrig.mwa.ars.usda.gov/st40_javascript/methods.aspx?methodstring=NSL_WQ7 |  |  | 6/29/2023 2:59:23 AM
101038 | NSL_WQ8 | https://www.nrrig.mwa.ars.usda.gov/st40_javascript/methods.aspx?methodstring=NSL_WQ8 | USDA/ARS | https://www.nrrig.mwa.ars.usda.gov/st40_javascript/methods.aspx?methodstring=NSL_WQ8 |  |  | 6/29/2023 2:59:23 AM
101076 | NSL_WQ9 | https://www.nrrig.mwa.ars.usda.gov/st40_javascript/methods.aspx?methodstring=NSL_WQ9 | USDA/ARS | https://www.nrrig.mwa.ars.usda.gov/st40_javascript/methods.aspx?methodstring=PSWMRU_WQ2 |  |  | 7/12/2023 12:03:30 AM
100979 | NSTL_WQ1 | Determination of Nitrate/Nitrite by Flow Injection Analysis | USDA/ARS | https://www.nrrig.mwa.ars.usda.gov/st40_javascript/methods.aspx?methodstring=NSTL_WQ1 |  |  | 6/13/2023 5:03:33 PM
100980 | NSTL_WQ1.1 | Determination of Nitrate/Nitrite by Flow Injection Analysis | USDA/ARS | https://www.nrrig.mwa.ars.usda.gov/st40_javascript/methods.aspx?methodstring=NSTL_WQ1.1 |  |  | 6/13/2023 5:03:33 PM
100981 | NSTL_WQ2 | Determination of Orthophosphate in Waters by Flow Injection Analysis Colorimetry | USDA/ARS | https://www.nrrig.mwa.ars.usda.gov/st40_javascript/methods.aspx?methodstring=NSTL_WQ2 |  |  | 6/13/2023 5:03:33 PM
100982 | NSTL_WQ3 | Determination of Total Phosphorus by Flow Injection Analysis Colorimetry (Acid Persulfate Digestion Method) | USDA/ARS | https://www.nrrig.mwa.ars.usda.gov/st40_javascript/methods.aspx?methodstring=NSTL_WQ3 |  |  | 6/13/2023 5:03:33 PM
100984 | NSTL_WQ4 | Extraction and Analysis of Herbicides in Water | USDA/ARS | https://www.nrrig.mwa.ars.usda.gov/st40_javascript/methods.aspx?methodstring=NSTL_WQ4 |  |  | 6/16/2023 10:25:28 AM
100983 | NSTL_WQ6 | Suspended sediment in water | USDA/ARS | https://www.nrrig.mwa.ars.usda.gov/st40_javascript/methods.aspx?methodstring=NSTL_WQ6 |  |  | 6/13/2023 5:03:33 PM
100199 | NTRAN | Gage height, non-subm pres trans | USGS-OK |  |  |  | 1/29/2018 9:18:28 AM
5231 | NUM ECOLOGY | Legendre, P. and Legendre, L. | UBC | Numerical Ecology: Developments in Environmental Modelling ~ . Legendre, P. and Legendre, L. |  | https://www.nemi.gov/methods/sams_method_summary/11944/ | 9/7/2023 5:37:21 PM
2459 | O-001-1 | Pentachlorophenol in Soil | USEPA |  |  |  | 8/12/2006 11:50:00 PM
2460 | O-002-1 | TPH in Soil by IR of Freon Extract | USEPA |  |  |  | 8/12/2006 11:50:00 PM
2461 | O-003-1 | TPH in Soil by GC/PID of Methanol Extract | USEPA |  |  |  | 8/12/2006 11:50:00 PM
2462 | O-004-1 | TPH in Soil by GC/FID of CH2Cl2 Extracts | USEPA |  |  |  | 8/12/2006 11:50:00 PM
2463 | O-005-1 | Phenols in Water and Soil by GC | USEPA |  |  |  | 8/12/2006 11:50:00 PM
2464 | O-006-1 | TPH by Headspace GC/PID | USEPA |  |  |  | 8/12/2006 11:50:00 PM
2465 | O-008-1 | Pentachlorophenol in Soil by GC/ECD | USEPA |  |  |  | 8/12/2006 11:50:00 PM
2466 | O-009-1 | TPH in Soil by GC/FID of CH2Cl2 Extracts | USEPA |  |  |  | 8/12/2006 11:50:00 PM
4925 | O-1104 | Organochlorine and organophosphorous compounds, dissolved | USDOI/USGS | O-1104 ~ USGS-NWQL . Organochlorine and organophosphorous compounds, dissolved |  | https://www.nemi.gov/methods/method_summary/5516/ | 9/7/2023 5:37:20 PM
100759 | O-1105***retired*** O1105 | DO NOT USE***O-1105 ~ Chlorophenoxy acids, total recoverable | USDOI/USGS | DO NOT USE ~ | duplicate records |  | 11/18/2024 5:21:34 PM
4926 | O-1121-91 | Organonitrogen Herbicides in Water by Solid Phase Extraction, GC/MS | USDOI/USGS | O-1121-91 ~ USGS-NWQL . Organonitrogen Herbicides in Water by Solid Phase Extraction, GC/MS |  | https://www.nemi.gov/methods/method_summary/8969/ | 9/7/2023 5:37:20 PM
4927 | O-1122-92 | Dissolved Organic Carbon in Water by Persulfate Oxidation and Infrared Spectrometry | USDOI/USGS | O-1122-92 ~ USGS-NWQL . Dissolved Organic Carbon in Water by Persulfate Oxidation and Infrared Spectrometry |  | https://www.nemi.gov/methods/method_summary/8923/ | 9/7/2023 5:37:20 PM
4928 | O-1124-94 | Nitroaromatic compunds in water by HPLC | USDOI/USGS | O-1124-94 ~ USGS-NWQL . Nitroaromatic compunds in water by HPLC |  | https://www.nemi.gov/methods/method_summary/9349/ | 9/7/2023 5:37:20 PM
4929 | O-1126-02 | Pesticides in Water by C-18 Solid-Phase Extraction and GC-MS | USDOI/USGS | O-1126-02 ~ USGS-NWQL . Pesticides in Water by C-18 Solid-Phase Extraction and GC-MS |  | https://www.nemi.gov/methods/method_summary/8968/ | 9/7/2023 5:37:20 PM
3086 | O-1126-95 | Pesticides in Water by C-18 Solid-Phase Extraction and GC-MS | USDOI/USGS | O-1126-95 ~ USGS-NWQL . Pesticides in Water by C-18 Solid-Phase Extraction and GC-MS |  | https://www.nemi.gov/methods/method_summary/8931/ | 9/7/2023 5:37:19 PM
3085 | O-1131-95 | Pesticides in Water by Solid Phase Extraction and High Performance Liquid Chromatography (HPLC) | USDOI/USGS | O-1131-95 ~ USGS-NWQL . Pesticides in Water by Solid Phase Extraction and High Performance Liquid Chromatography (HPLC) |  | https://www.nemi.gov/methods/method_summary/8932/ | 9/7/2023 5:37:19 PM
4930 | O-1402-01 | Organophosphate Pesticides, Filtered Water, Gas Chromatography | USDOI/USGS | O-1402-01 ~ USGS-NWQL . Organophosphate Pesticides, Filtered Water, Gas Chromatography |  | https://www.nemi.gov/methods/method_summary/8942/ | 9/7/2023 5:37:20 PM
4931 | O-1433-01 | Wastewater compounds in water by SPE and GC/MS | USDOI/USGS | O-1433-01 ~ USGS-NWQL . Wastewater compounds in water by SPE and GC/MS |  | https://www.nemi.gov/methods/method_summary/8937/ | 9/7/2023 5:37:20 PM
4932 | O-2002-01 | Pesticides and Selected Degradates in Water by C-18 Solid-Phase Extraction and GC/MS | USDOI/USGS | O-2002-01 ~ USGS-NWQL . Pesticides and Selected Degradates in Water by C-18 Solid-Phase Extraction and GC/MS |  | https://www.nemi.gov/methods/method_summary/8979/ | 9/7/2023 5:37:20 PM
4933 | O-2060-01 | Pesticides in Water by SPE and HPLC-MS | USDOI/USGS | O-2060-01 ~ USGS-NWQL . Pesticides in Water by SPE and HPLC-MS |  | https://www.nemi.gov/methods/method_summary/8939/ | 9/7/2023 5:37:20 PM
4934 | O-2080-08 | Pharmaceuticals in Water by SPE and HPLC-MS | USDOI/USGS | O-2080-08 ~ USGS-NWQL . Pharmaceuticals in Water by SPE and HPLC-MS |  | https://www.nemi.gov/methods/method_summary/9801/ | 9/7/2023 5:37:20 PM
4935 | O-2136-01 | Glyphosate, Aminomethylphosphonic Acid, and Glufosinate in Water by Liquid Chromatography/Mass Spectrometry | USDOI/USGS | O-2136-01 ~ USGS-NWQL . Glyphosate, Aminomethylphosphonic Acid, and Glufosinate in Water by Liquid Chromatography/Mass Spectrometry |  | https://www.nemi.gov/methods/method_summary/8958/ | 9/7/2023 5:37:20 PM
100553 | O-2141-09 | Glyphosate, Aminomethylphosphonic Acid, and Glufosinate in Water by Liquid Chromatography/ Tandem Mass Spectrometry | USDOI/USGS | O-2141-09 ~ USGS-NWQL . https://pubs.usgs.gov/tm/tm5a10/pdf/tm5a10.pdf |  |  | 9/7/2023 5:37:21 PM
100760 | O-2143-09 | Pyrethroid Insecticides in Water Using GC/MS | USDOI/USGS |  |  |  | 10/20/2021 8:42:12 AM
100761 | O-2434-12 | Hormones in Filtered Water by GC-MS/MS | USDOI/USGS |  |  |  | 10/20/2021 8:42:12 AM
100153 | O-2440-14 | Pharmaceuticals in Water by HPLC-MS/MS | USDOI/USGS |  |  |  | 12/5/2017 3:53:44 PM
100762 | O-3100***retired*** O3100 | DO NOT USE***O-3100 ~ Carbon, organic, total (mg/L as C) | USDOI/USGS | DO NOT USE ~ | duplicate records |  | 11/18/2024 5:21:34 PM
100763 | O-3104***retired*** O3104 | DO NOT USE***O-3104 ~ Organochlorine and organophosphorous compounds, total recoverable | USDOI/USGS | DO NOT USE ~ | duplicate records |  | 11/18/2024 5:21:34 PM
100764 | O-3105***retired*** O3105 | DO NOT USE***O-3105 ~ Chlorophenoxy acids, total recoverable | USDOI/USGS | DO NOT USE ~ | duplicate records |  | 11/18/2024 5:21:34 PM
4936 | O-3106-93 | Triazines in Water by Gas Chromatography | USDOI/USGS | O-3106-93 ~ USGS-NWQL . Triazines in Water by Gas Chromatography |  | https://www.nemi.gov/methods/method_summary/8930/ | 9/7/2023 5:37:20 PM
100765 | O-3113***retired*** O3113 | DO NOT USE***O-3113 ~ Polynuclear Aromatic Hydrocarbons | USDOI/USGS | DO NOT USE ~ | duplicate records |  | 11/18/2024 5:21:34 PM
100766 | O-3115***retired*** O3115 | DO NOT USE***O-3115 ~ Purgeable Organic Compounds in Water | USDOI/USGS | DO NOT USE ~ | duplicate records |  | 11/18/2024 5:21:34 PM
4937 | O-3116-87 | Base/neutral and acid extractable compounds, whole water recoverable, in water by GC/MS | USDOI/USGS | O-3116-87 ~ USGS-NWQL . Base/neutral and acid extractable compounds, whole water recoverable, in water by GC/MS |  | https://www.nemi.gov/methods/method_summary/9615/ | 9/7/2023 5:37:20 PM
4938 | O-3118-83 | Base/Neutral Extractable Compounds in Water by GC-MS | USDOI/USGS | O-3118-83 ~ USGS-NWQL . Base/Neutral Extractable Compounds in Water by GC-MS |  | https://www.nemi.gov/methods/method_summary/8924/ | 9/7/2023 5:37:20 PM
4939 | O-3120-90 | 1,2-Dibromomethane (EDB) and 1,2-dibromo-3-chloropropane (DBCP) in Water by Gas Chromatography | USDOI/USGS | O-3120-90 ~ USGS-NWQL . 1,2-Dibromomethane (EDB) and 1,2-dibromo-3-chloropropane (DBCP) in Water by Gas Chromatography |  | https://www.nemi.gov/methods/method_summary/8927/ | 9/7/2023 5:37:20 PM
4940 | O-3128-95 | Methylene Blue Active Substances in Water by Spectrophotometry, Whole Water Recoverable | USDOI/USGS | O-3128-95 ~ USGS-NWQL . Methylene Blue Active Substances in Water by Spectrophotometry, Whole Water Recoverable |  | https://www.nemi.gov/methods/method_summary/8959/ | 9/7/2023 5:37:20 PM
4941 | O-3402-03 | Organophosphate pesticides, Whole water, Gas Chromatography | USDOI/USGS | O-3402-03 ~ USGS-NWQL . Organophosphate pesticides, Whole water, Gas Chromatography |  | https://www.nemi.gov/methods/method_summary/8944/ | 9/7/2023 5:37:20 PM
4942 | O-4024-03 | Volatile organic compounds, whole water, gas chromatography/mass spectrometry, heated purge and trap | USDOI/USGS | O-4024-03 ~ USGS-NWQL . Volatile organic compounds, whole water, gas chromatography/mass spectrometry, heated purge and trap |  | https://www.nemi.gov/methods/method_summary/8882/ | 9/7/2023 5:37:20 PM
4943 | O-4127-96 | Volatile Organic Compounds in Water by GC-MS | USDOI/USGS | O-4127-96 ~ USGS-NWQL . Volatile Organic Compounds in Water by GC-MS |  | https://www.nemi.gov/methods/method_summary/8933/ | 9/7/2023 5:37:20 PM
100767 | O-4433-06 | Wastewater Compounds in Water by CLLE and GC-MS | USDOI/USGS |  |  |  | 10/20/2021 8:42:12 AM
100768 | O-4434-12 | Steroid Hormones in Unfiltered Water by GC-MS/MS | USDOI/USGS |  |  |  | 10/20/2021 8:42:12 AM
4944 | O-5101-83 | Carbon in Bottom Material by Induction Furnace, Dry Weight | USDOI/USGS | O-5101-83 ~ USGS-NWQL . Carbon in Bottom Material by Induction Furnace, Dry Weight |  | https://www.nemi.gov/methods/method_summary/8980/ | 9/7/2023 5:37:20 PM
100769 | O-5104***retired*** O5104 | DO NOT USE***O-5104 ~ Organochlorine and organophosphorous compounds, recoverable from bottom material | USDOI/USGS | DO NOT USE ~ | duplicate records |  | 11/18/2024 5:21:34 PM
4945 | O-5129-95 | Organochlorine Pesticides and Gross Polychlorinated Biphenyls in Bottom Sediment by Gas Chromatography | USDOI/USGS | O-5129-95 ~ USGS-NWQL . Organochlorine Pesticides and Gross Polychlorinated Biphenyls in Bottom Sediment by Gas Chromatography |  | https://www.nemi.gov/methods/method_summary/8960/ | 9/7/2023 5:37:20 PM
4946 | O-5130-95 | Semivolatile organic compounds in Bottom Sediment by High-performance Gel Permeation Chromatography, Capillary-column GC | USDOI/USGS | O-5130-95 ~ USGS-NWQL . Semivolatile organic compounds in Bottom Sediment by High-performance Gel Permeation Chromatography, Capillary-column GC/MS |  | https://www.nemi.gov/methods/method_summary/8963/ | 9/7/2023 5:37:20 PM
4947 | O-5404-02 | Organophosphate pesticides, bottom sediment, high-performance gel-permeation chromatography, gas chromatography | USDOI/USGS | O-5404-02 ~ USGS-NWQL . Organophosphate pesticides, bottom sediment, high-performance gel-permeation chromatography, gas chromatography |  | https://www.nemi.gov/methods/method_summary/8943/ | 9/7/2023 5:37:20 PM
4948 | O-5504-03 | Organochlorine Pesticides and Polychlorinated Biphenyls in Bottom and Suspended Sediment by Gas Chromatography with Elec | USDOI/USGS | O-5504-03 ~ USGS-NWQL . Organochlorine Pesticides and Polychlorinated Biphenyls in Bottom and Suspended Sediment by Gas Chromatography with Electron Capture Detection |  | https://www.nemi.gov/methods/method_summary/8946/ | 9/7/2023 5:37:20 PM
4949 | O-5505-03 | Polycyclic aromatic hydrocarbons, sediment, capillary-column gas chromatography/mass spectrometry | USDOI/USGS | O-5505-03 ~ USGS-NWQL . Polycyclic aromatic hydrocarbons, sediment, capillary-column gas chromatography/mass spectrometry |  | https://www.nemi.gov/methods/method_summary/8947/ | 9/7/2023 5:37:20 PM
100770 | O-5506-06 | PAHs in Soils, Bottom Sediment, and Solids by GC-MS | USDOI/USGS |  |  |  | 10/20/2021 8:42:12 AM
4950 | O-7100-83 | Suspended Organic Carbon (SOC) in Water | USDOI/USGS | O-7100-83 ~ USGS-NWQL . Suspended Organic Carbon (SOC) in Water |  | https://www.nemi.gov/methods/method_summary/8916/ | 9/7/2023 5:37:20 PM
100771 | O-7104***retired*** O7104 | DO NOT USE***O-7104 ~ Organochlorine and organophosphorous compounds, recoverable from bottom material | USDOI/USGS | DO NOT USE ~ | duplicate records |  | 11/18/2024 5:21:34 PM
4951 | O-7504-03 | Determination of Organochlorine Pesticides and Polychlorinated Biphenyls in Bottom and Suspended Sediment by Gas Chromat | USDOI/USGS | O-7504-03 ~ USGS-NWQL . Determination of Organochlorine Pesticides and Polychlorinated Biphenyls in Bottom and Suspended Sediment by Gas Chromatography |  | https://www.nemi.gov/methods/method_summary/8945/ | 9/7/2023 5:37:20 PM
1564 | O1105 | O-1105 ~ Dissolved Chlorophenoxy Acids in Water | USDOI/USGS | O-1105 ~ USGS-NWQL . Chlorophenoxy acids, total recoverable |  | https://www.nemi.gov/methods/method_summary/5517/ | 9/7/2023 5:37:18 PM
1565 | O3100 | O-3100 ~ Total Organic Carbon in Water | USDOI/USGS | O-3100 ~ USGS-NWQL . Carbon, organic, total (mg/L as C) |  | https://www.nemi.gov/methods/method_summary/5566/ | 9/7/2023 5:37:18 PM
1566 | O3104 | O-3104 ~ Organochlorine and -phosphorous in Water | USDOI/USGS | O-3104 ~ USGS-NWQL . Organochlorine and organophosphorous compounds, total recoverable |  | https://www.nemi.gov/methods/method_summary/5518/ | 9/7/2023 5:37:18 PM
1567 | O3105 | O-3105 ~ Total Chlorophenoxy Acids in Water | USDOI/USGS | O-3105 ~ USGS-NWQL . Chlorophenoxy acids, total recoverable |  | https://www.nemi.gov/methods/method_summary/5519/ | 9/7/2023 5:37:18 PM
1568 | O3106 | Total Recoverable Triazines in Water | USDOI/USGS | https://www.nemi.gov/methods/method_summary/8930/ |  |  | 7/6/2021 4:15:51 PM
1569 | O3107 | Carbamate Pesticides in Water | USDOI/USGS |  |  |  | 8/12/2006 11:50:00 PM
1570 | O3108 | Extractable Oil and Grease in Water | USDOI/USGS |  |  |  | 8/12/2006 11:50:00 PM
1571 | O3109 | Light Fuel Oils in Water | USDOI/USGS |  |  |  | 8/12/2006 11:50:00 PM
1572 | O3110 | Total Recoverable Phenols in Water | USDOI/USGS |  |  |  | 8/12/2006 11:50:00 PM
1573 | O3111 | Methylene Blue Active Substance in Water | USDOI/USGS |  |  |  | 8/12/2006 11:50:00 PM
1574 | O3112 | TNT, RDX and Picric Acid in Water | USDOI/USGS |  |  |  | 8/12/2006 11:50:00 PM
1575 | O3113 | O-3113 ~ Polynuclear Aromatic Hydrocarbons | USDOI/USGS | O-3113 ~ USGS-NWQL . Polynuclear Aromatic Hydrocarbons |  | https://www.nemi.gov/methods/method_summary/4771/ | 9/7/2023 5:37:18 PM
1576 | O3114 | Ethylene and Propane in Water | USDOI/USGS |  |  |  | 8/12/2006 11:50:00 PM
1577 | O3115 | O-3115 ~ Purgeable Organic Compounds in Water | USDOI/USGS | O-3115 ~ USGS-NWQL . Purgeable Organic Compounds in Water |  | https://www.nemi.gov/methods/method_summary/4772/ | 9/7/2023 5:37:18 PM
1578 | O3117 | Acid Extractable Compounds in Water | USDOI/USGS |  |  |  | 8/12/2006 11:50:00 PM
1579 | O3118 | Base/Neutral Extractable Compounds | USDOI/USGS | https://www.nemi.gov/methods/method_summary/8924/ |  |  | 7/6/2021 4:15:51 PM
1580 | O5101 | Total Carbon in Bottom Material | USDOI/USGS | https://www.nemi.gov/methods/method_summary/8980/ |  |  | 7/6/2021 4:15:51 PM
1581 | O5104 | O-5104 ~ Organochlorine and -phosphorous in Solid | USDOI/USGS | O-5104 ~ USGS-NWQL . Organochlorine and organophosphorous compounds, recoverable from bottom material |  | https://www.nemi.gov/methods/method_summary/5520/ | 9/7/2023 5:37:18 PM
1582 | O5105 | Chlorophenoxy Acids in Bottom Material | USDOI/USGS |  |  |  | 8/12/2006 11:50:00 PM
1583 | O5108 | Extractable Oil and Grease | USDOI/USGS | O-5108 ~ USGS-NWQL . Oil and grease extractable from bottom material, gravimetric |  | https://www.nemi.gov/methods/method_summary/5515/ | 9/7/2023 5:37:18 PM
1584 | O7100 | Suspended Organic Carbon in Water | USDOI/USGS | https://www.nemi.gov/methods/method_summary/8916/ |  |  | 7/6/2021 4:15:51 PM
1585 | O7104 | O-7104 ~ Organochlorine and -phosphorous in Solid | USDOI/USGS | O-7104 ~ USGS-NWQL . Organochlorine and organophosphorous compounds, recoverable from bottom material |  | https://www.nemi.gov/methods/method_summary/5521/ | 9/7/2023 5:37:18 PM
1586 | O7105 | Chlorophenoxy Acids in Sediment | USDOI/USGS |  |  |  | 8/12/2006 11:50:00 PM
1587 | O9104 | Organochlorine Compounds in Fish Tissue | USDOI/USGS |  |  |  | 8/12/2006 11:50:00 PM
2467 | OA-001-1 | Field Use of Sentex Scentograph GC | USEPA |  |  |  | 8/12/2006 11:50:00 PM
2468 | OA-002-1 | VOCs by GC/MS of Cartridges/Cylinders | USEPA |  |  |  | 8/12/2006 11:50:00 PM
2469 | OA-003-1 | Field Survey with PID Vapor Detector | USEPA |  |  |  | 8/12/2006 11:50:00 PM
2470 | OA-004-1 | Field Use of Photovac Portable GC | USEPA |  |  |  | 8/12/2006 11:50:00 PM
2471 | OA-005-1 | Field Use of Photovac Portable GC | USEPA |  |  |  | 8/12/2006 11:50:00 PM
2472 | OA-006-1 | Photovac Portable GC for Soil/Water/Air | USEPA |  |  |  | 8/12/2006 11:50:00 PM
5063 | OAQPS-101 | Mercury in Air Emissions by Atomic Absorption | USEPA | OAQPS-101 ~ EPA OAR/OAQPS/EMAEMC . Mercury in Air Emissions by Atomic Absorption |  | https://www.nemi.gov/methods/method_summary/7630/ | 9/7/2023 5:37:21 PM
5064 | OAQPS-12 | Lead in Air Emissions by Flame Atomic Absorption | USEPA | OAQPS-12 ~ EPA OAR/OAQPS/EMAEMC . Lead in Air Emissions by Flame Atomic Absorption |  | https://www.nemi.gov/methods/method_summary/7632/ | 9/7/2023 5:37:21 PM
5065 | OAQPS-18 | Gaseous Organic Compounds in Air Emissions by Gas Chromatography | USEPA | OAQPS-18 ~ EPA OAR/OAQPS/EMAEMC . Gaseous Organic Compounds in Air Emissions by Gas Chromatography |  | https://www.nemi.gov/methods/method_summary/7629/ | 9/7/2023 5:37:21 PM
5066 | OAQPS-23 | Dioxins and Furans in Air Emission Combustor Wastes by HRGC-HRMS | USEPA | OAQPS-23 ~ EPA OAR/OAQPS/EMAEMC . Dioxins and Furans in Air Emission Combustor Wastes by HRGC-HRMS |  | https://www.nemi.gov/methods/method_summary/7631/ | 9/7/2023 5:37:21 PM
5067 | OAQPS-26 | Hydrogen Halides in Air Emissions by Ion Chromatography | USEPA | OAQPS-26 ~ EPA OAR/OAQPS/EMAEMC . Hydrogen Halides in Air Emissions by Ion Chromatography |  | https://www.nemi.gov/methods/method_summary/7633/ | 9/7/2023 5:37:21 PM
100477 | ODEQ-ROUTINE | ODEQ-ROUTINE | OKWRB-STREAMS_WQX | Routine method of Oklahoma Department of Environmental Quality |  |  | 3/21/2019 5:15:45 PM
100478 | ODEQ-ROUTINE | ODEQ-ROUTINE | OKWRB-LAKES_WQX | Routine method of Oklahoma Department of Environmental Quality |  |  | 3/21/2019 5:15:45 PM
4952 | OFR 02-150 ALGAE | Algal community sampling by revised NAWQA protocols | USDOI/USGS | OFR 02-150 Algae ~ USGS NAWQA . Algal community sampling by revised NAWQA protocols |  | https://www.nemi.gov/methods/method_summary/9912/ | 9/7/2023 5:37:20 PM
4953 | OFR 02-150 FISH | Fish community sampling by revised NAWQA protocol | USDOI/USGS | OFR 02-150 Fish ~ USGS NAWQA . Fish community sampling by revised NAWQA protocol |  | https://www.nemi.gov/methods/method_summary/9908/ | 9/7/2023 5:37:20 PM
4954 | OFR 02-150 INVERTS | NAWQA Invertebrate Sampling Protocols | USDOI/USGS | OFR 02-150 Inverts ~ USGS NAWQA . NAWQA Invertebrate Sampling Protocols |  | https://www.nemi.gov/methods/method_summary/9312/ | 9/7/2023 5:37:20 PM
4955 | OFR_01-445 | Methyl Mercury in Water | USDOI/USGS | OFR_01-445 ~ USGS Mercury Lab, WI . Methyl Mercury in Water |  | https://www.nemi.gov/methods/method_summary/7279/ | 9/7/2023 5:37:20 PM
1186 | OG015R | OG015R ~ Volatile Organics in Radioactive Liquids | USDOE/ASD |  |  |  | 6/26/2019 4:12:47 PM
1187 | OG100R | OG100R ~ PCBs in Solid Radioactive Wastes | USDOE/ASD |  |  |  | 6/26/2019 4:12:47 PM
1188 | OH100R | OH100R ~ TCLP Acidic Semivolatiles Using HPLC | USDOE/ASD | OH100R ~ DOE . TCLP Acidic Semivolatiles Using HPLC |  | https://www.nemi.gov/methods/method_summary/4773/ | 9/7/2023 5:37:18 PM
2473 | OHC | Organics Analysis, Multi-Media, Hi-Conc | USEPA |  |  |  | 8/12/2006 11:50:00 PM
3157 | OIA-1677 | OIA-1677 ~ Available Cyanide by Flow Injection, Ligand Exchange, and Amperometry | USEPA | https://www.nemi.gov/methods/method_summary/4836/ |  |  | 4/29/2022 6:25:58 AM
5219 | OIA-1677 | OIA-1677 ~ Cyanide by Amperometry | O-I-ANALYTICAL | OIA-1677 ~ O-I-Analytical . Cyanide by Amperometry |  | https://www.nemi.gov/methods/method_summary/4836/ | 9/7/2023 5:37:21 PM
101039 | OKGRL_LM04 | https://www.nrrig.mwa.ars.usda.gov/st40_javascript/methods.aspx?methodstring=OKGRL_LM04 | USDA/ARS | https://www.nrrig.mwa.ars.usda.gov/st40_javascript/methods.aspx?methodstring=OKGRL_LM04 |  |  | 6/29/2023 2:59:23 AM
101077 | OKGRL_LM05 | OKGRL_LM05 | USDA/ARS | https://www.nrrig.mwa.ars.usda.gov/st40_javascript/methods.aspx?methodstring=OKGRL_LM05 |  |  | 7/12/2023 12:03:30 AM
101040 | OKGRL_LM120.1 | https://www.nrrig.mwa.ars.usda.gov/st40_javascript/methods.aspx?methodstring=OKGRL_LM120.1 | USDA/ARS | https://www.nrrig.mwa.ars.usda.gov/st40_javascript/methods.aspx?methodstring=OKGRL_LM120.1 |  |  | 6/29/2023 2:59:23 AM
101078 | OKGRL_LM150.1 | OKGRL_LM150.1 | USDA/ARS | https://www.nrrig.mwa.ars.usda.gov/st40_javascript/methods.aspx?methodstring=OKGRL_LM150.1 |  |  | 7/12/2023 12:03:30 AM
101041 | OKGRL_LM215.1 | https://www.nrrig.mwa.ars.usda.gov/st40_javascript/methods.aspx?methodstring=OKGRL_LM215.1 | USDA/ARS | https://www.nrrig.mwa.ars.usda.gov/st40_javascript/methods.aspx?methodstring=OKGRL_LM215.1 |  |  | 6/29/2023 2:59:23 AM
101042 | OKGRL_LM242.1 | https://www.nrrig.mwa.ars.usda.gov/st40_javascript/methods.aspx?methodstring=OKGRL_LM242.1 | USDA/ARS | https://www.nrrig.mwa.ars.usda.gov/st40_javascript/methods.aspx?methodstring=OKGRL_LM242.1 |  |  | 6/29/2023 2:59:23 AM
101043 | OKGRL_LM258.1 | https://www.nrrig.mwa.ars.usda.gov/st40_javascript/methods.aspx?methodstring=OKGRL_LM258.1 | USDA/ARS | https://www.nrrig.mwa.ars.usda.gov/st40_javascript/methods.aspx?methodstring=OKGRL_LM258.1 |  |  | 6/29/2023 2:59:23 AM
101044 | OKGRL_LM273.1 | https://www.nrrig.mwa.ars.usda.gov/st40_javascript/methods.aspx?methodstring=OKGRL_LM273.1 | USDA/ARS | https://www.nrrig.mwa.ars.usda.gov/st40_javascript/methods.aspx?methodstring=OKGRL_LM273.1 |  |  | 6/29/2023 2:59:23 AM
101045 | OKGRL_LM350.1 | https://www.nrrig.mwa.ars.usda.gov/st40_javascript/methods.aspx?methodstring=OKGRL_LM350.1 | USDA/ARS | https://www.nrrig.mwa.ars.usda.gov/st40_javascript/methods.aspx?methodstring=OKGRL_LM350.1 |  |  | 6/29/2023 2:59:23 AM
101079 | OKGRL_LM351.2 | https://www.nrrig.mwa.ars.usda.gov/st40_javascript/methods.aspx?methodstring=SDRU_WQ11 | USDA/ARS | https://www.nrrig.mwa.ars.usda.gov/st40_javascript/methods.aspx?methodstring=SDRU_WQ11 |  |  | 7/12/2023 12:03:30 AM
101046 | OKGRL_LM353.2 | https://www.nrrig.mwa.ars.usda.gov/st40_javascript/methods.aspx?methodstring=OKGRL_LM353.2 | USDA/ARS | https://www.nrrig.mwa.ars.usda.gov/st40_javascript/methods.aspx?methodstring=OKGRL_LM353.2 |  |  | 6/29/2023 2:59:23 AM
101080 | OKGRL_LM365.1 | OKGRL_LM365.1 | USDA/ARS | https://www.nrrig.mwa.ars.usda.gov/st40_javascript/methods.aspx?methodstring=OKGRL_LM365.1 |  |  | 7/12/2023 12:03:30 AM
101081 | OKGRL_LM365.2 | OKGRL_LM365.2 | USDA/ARS | https://www.nrrig.mwa.ars.usda.gov/st40_javascript/methods.aspx?methodstring=OKGRL_LM365.2 |  |  | 7/12/2023 12:03:30 AM
101082 | OKGRL_LM365.5 | OKGRL_LM365.5 | USDA/ARS | https://www.nrrig.mwa.ars.usda.gov/st40_javascript/methods.aspx?methodstring=OKGRL_LM365.5 |  |  | 7/12/2023 12:03:30 AM
101047 | OKGRL_LMWQ1.1 | https://www.nrrig.mwa.ars.usda.gov/st40_javascript/methods.aspx?methodstring=OKGRL_LMWQ1.1 | USDA/ARS | https://www.nrrig.mwa.ars.usda.gov/st40_javascript/methods.aspx?methodstring=OKGRL_LMWQ1.1 |  |  | 6/29/2023 2:59:23 AM
101048 | OKGRL_LMWQ2 | https://www.nrrig.mwa.ars.usda.gov/st40_javascript/methods.aspx?methodstring=OKGRL_LMWQ2 | USDA/ARS | https://www.nrrig.mwa.ars.usda.gov/st40_javascript/methods.aspx?methodstring=OKGRL_LMWQ2 |  |  | 6/29/2023 2:59:23 AM
100101 | OLM4.2 | Organic Compounds in Water,sediment,soil by purge and trap Gas Chromatography/Mass Spectrometry (GC/MS) and (GC/EC) | USEPA | http://www.epa.gov/superfund/programs/clp/download/olm/olm42a-d.pdf |  |  | 6/1/2016 7:25:03 AM
4732 | OM100R | OM100R ~ Semi-volatile Organic Compounds in Multi-media Samples by Capillary Column Ion Trap MS | USDOE/ASD | OM100R ~ DOE . Semi-volatile Organic Compounds in Multi-media Samples by Capillary Column Ion Trap MS |  | https://www.nemi.gov/methods/method_summary/4795/ | 9/7/2023 5:37:20 PM
1189 | OM500R | OM500R ~ Organic Acids in Mixed Hazard Waste by LC/MS | USDOE/ASD |  |  |  | 6/26/2019 4:12:47 PM
1190 | OM510R | OM510R ~ Chelators in Mixed Hazardous Waste by GC/MS | USDOE/ASD |  |  |  | 6/26/2019 4:12:47 PM
1191 | OP010R | OP010R ~ VOAs in High-Level Radioactive Wastes | USDOE/ASD |  |  |  | 6/26/2019 4:12:47 PM
1192 | OP020R | OP020R ~ VOA in Solid RMW by Ultrasonic Extract | USDOE/ASD |  |  |  | 6/26/2019 4:12:47 PM
1193 | OP040R | OP040R ~ ZHE Extraction for TCLP Volatiles | USDOE/ASD |  |  |  | 6/26/2019 4:12:47 PM
1194 | OP100R | OP100R ~ PCBs in Radioactive Wastes Using GC-ECD | USDOE/ASD |  |  |  | 6/26/2019 4:12:47 PM
1195 | OP130R | OP130R ~ TCLP for Semivolatiles and Pesticides | USDOE/ASD | OP130R ~ DOE . TCLP for Semivolatiles and Pesticides |  | https://www.nemi.gov/methods/method_summary/4774/ | 9/7/2023 5:37:18 PM
5221 | ORNL-01 | Toxins in Water by Chlorophyll Fluorescence | ORNL | ORNL-01 ~ ORNL . Toxins in Water by Chlorophyll Fluorescence |  | https://www.nemi.gov/methods/method_summary/9263/ | 9/7/2023 5:37:21 PM
1196 | OS010 | Total Organic Chlorine in Oil | USDOE/ASD |  |  |  | 8/12/2006 11:50:00 PM
1197 | OS030 | Chlorinated VOCs in Water and Air | USDOE/ASD |  |  |  | 8/12/2006 11:50:00 PM
1198 | OS040(S) | OS040 S ~ Volatile Organics in Soil | USDOE/ASD | in Sediment |  |  | 6/26/2019 4:12:47 PM
1199 | OS040(W) | OS040 W ~ Volatile Organics in Water | USDOE/ASD | in Water |  |  | 6/26/2019 4:12:47 PM
2474 | OSW-A | Metals in Incinerator Exhausts | USEPA |  |  |  | 8/12/2006 11:50:00 PM
2475 | OSW-B | Hexavalent Chromium in Stack Emissions | USEPA |  |  |  | 8/12/2006 11:50:00 PM
101264 | OTSD | POLONIUM-210,BS,ALPHA (EBERLINE) | USDOI/USGS | Polonium-210, bed sediment, by alpha apectrometry (analysis by Eberline Services) |  | https://water.usgs.gov/XML/NWIS/4.10/ReferenceLists/MethodList.html | 3/13/2026 10:55:34 PM
100144 | OWRB-GMAP | OWRB GMAP Standard Procedures | OWRB-GMAP | OWRB GMAP Standard Procedures |  |  | 2/15/2017 12:17:55 PM
100142 | OWRB-GMAP Field | OWRB GMAP Field Procedures | OWRB-GMAP | OWRB GMAP Field Procedures |  |  | 1/12/2017 11:40:13 PM
100139 | OWRB-Lakes-Routine | OWRB Lakes Field Data Collection | OKWRB-LAKES_WQX | OWRB-Lakes field data collection methodology according to SOP. |  |  | 12/8/2016 4:46:45 PM
100285 | OWRB-Routine | OWRB-Routine | OKWRB-STREAMS_WQX | OWRB-Routine |  |  | 3/13/2018 9:26:43 PM
100135 | OWRB-Streams Field | OWRB Streams Field Data Collection | OKWRB-STREAMS_WQX | OWRB-Streams field data collection methodology according to SOP. |  |  | 10/10/2016 12:55:39 PM
101419 | OWRB-Streams Field | OWRB Streams Field Data Collection | OKWRB-LAKES_WQX | OWRB-Streams field data collection methodology according to SOP. |  |  | 7/29/2026 12:58:48 PM
101265 | OX006 | POLONIUM-210,SS,ALPHA (EBERLINE) | USDOI/USGS | Polonium-210, suspended sediment, by alpha spectrometry (analysis by Eberline Services) |  | https://water.usgs.gov/XML/NWIS/4.10/ReferenceLists/MethodList.html | 3/13/2026 10:55:34 PM
100254 | OX006 | DOC,0.45um cap,acid,persulfateIR | USGS-OK | MethodDescriptionText |  |  | 1/29/2018 9:20:00 AM
101266 | OX008 | POLONIUM-210,WF,ALPHA (EBERLINE) | USDOI/USGS | Polonium-210, water, filtered, by alpha spectrometry (analysis by Eberline Services) |  | https://water.usgs.gov/XML/NWIS/4.10/ReferenceLists/MethodList.html | 3/13/2026 10:55:34 PM
100428 | OX009 | TOC, wet oxidation | USGS-OK | MethodDescriptionText |  |  | 7/19/2018 4:06:48 PM
2476 | P-001-1 | Chlorinated Pesticides in Soil | USEPA |  |  |  | 8/12/2006 11:50:00 PM
2477 | P-002-1 | Field Screen for Chlorinated Pesticides | USEPA |  |  |  | 8/12/2006 11:50:00 PM
2478 | P-003-1 | Chlorinated Pesticides in Water | USEPA |  |  |  | 8/12/2006 11:50:00 PM
2479 | P-004-1 | Field Screen for Chlorinated Pesticides | USEPA |  |  |  | 8/12/2006 11:50:00 PM
2480 | P-005-1 | Organophosphorus Pesticides in Water | USEPA |  |  |  | 8/12/2006 11:50:00 PM
2481 | P-006-1 | Organophosphorus Pesticides in Soil | USEPA |  |  |  | 8/12/2006 11:50:00 PM
2482 | P-007-1 | Phenoxyherbicides in Soil/Sediment | USEPA |  |  |  | 8/12/2006 11:50:00 PM
2483 | P-008-1 | Phenoxyherbicides in Water | USEPA |  |  |  | 8/12/2006 11:50:00 PM
2484 | P-009-1 | CLP Pesticide/PCB in Water/Soil by GC/EC | USEPA |  |  |  | 8/12/2006 11:50:00 PM
2485 | P-01 | Phosphorus-32 in Fish Muscle | USEPA |  |  |  | 8/12/2006 11:50:00 PM
2486 | P-011-1 | Chlorinated Pesticides in Soil by GC/ECD | USEPA |  |  |  | 8/12/2006 11:50:00 PM
2487 | P-02 | Stable Phosphorous in Biological Samples | USEPA |  |  |  | 8/12/2006 11:50:00 PM
2488 | PAH-001(S) | PAH-001 S ~ Field Analysis of PAHs by GC/FID | USEPA | in Sediment |  |  | 6/26/2019 4:12:49 PM
2489 | PAH-001(W) | PAH-001 W ~ Field Analysis of PAHs by GC/FID | USEPA | in Water |  |  | 6/26/2019 4:12:49 PM
2490 | PAH-002 | PAHs in Water by GC/FID | USEPA |  |  |  | 8/12/2006 11:50:00 PM
2491 | PAH-005 | Polycyclic Aromatic Hydrocarbons in Soil | USEPA |  |  |  | 8/12/2006 11:50:00 PM
2492 | PAH-006 | Polycyclic Aromatic Hydrocarbons in Water | USEPA |  |  |  | 8/12/2006 11:50:00 PM
2493 | PAH-008 | Total PAHs in Soil | USEPA |  |  |  | 8/12/2006 11:50:00 PM
2494 | PAH-009 | Analysis of PAHs by GC/FID and GC/PID | USEPA |  |  |  | 8/12/2006 11:50:00 PM
2495 | PAH-011 | Analysis of PAHs in Soil by GC/FID | USEPA |  |  |  | 8/12/2006 11:50:00 PM
2496 | PAH-012 | Analysis of PAHs in Soil by HPLC | USEPA |  |  |  | 8/12/2006 11:50:00 PM
100067 | PAI-DK01 | Nitrogen, Total Kjeldahl, Block Digestion, Steam Distillation, Titrimetric Detection | O-I-ANALYTICAL |  |  |  | 6/1/2016 7:25:02 AM
101418 | PAI-DK01 | Total Kjeldahl Nitrogen by Block Digestion & Titrimetric Detection | USEPA | Automated block digestion, steam distillation, and titrimetric detection method for determining TKN in water. |  |  | 7/12/2026 11:46:50 PM
5222 | PALINTEST CHLOROSENS | Chlorine, free and total, in drinking water by Amperometry | PALINTEST LTD | Palintest ChloroSense ~ PALINTEST LTD . Chlorine, free and total, in drinking water by Amperometry |  | https://www.nemi.gov/methods/method_summary/10616/ | 9/7/2023 5:37:21 PM
2497 | PART_1 | Trihalomethanes in Water by Purge and Trap | USEPA |  |  |  | 8/12/2006 11:50:00 PM
2498 | PART_2 | Trihalomethanes in Drinking Water by GC | USEPA |  |  |  | 8/12/2006 11:50:00 PM
2499 | PART_3 | Maximum Total Trihalomethane Potential | USEPA |  |  |  | 8/12/2006 11:50:00 PM
2500 | PB-01 | Lead-210 in Water and Solid Samples | USEPA |  |  |  | 8/12/2006 11:50:00 PM
1247 | PB-01(A) | PB-01 A ~ Lead-210 in Air filters | USDOE/EML |  |  |  | 6/26/2019 4:12:47 PM
1248 | PB-01(B) | PB-01 B ~ Lead-210 in Bone | USDOE/EML |  |  |  | 6/26/2019 4:12:47 PM
1249 | PB-01(F) | PB-01 F ~ Lead-210 in Food | USDOE/EML |  |  |  | 6/26/2019 4:12:47 PM
1250 | PB-01(W) | PB-01 W ~ Lead-210 in Water | USDOE/EML | in Water |  |  | 6/26/2019 4:12:47 PM
100032 | Pb-01-RC | Pb-01-RC ~ Pb-01 RC ~ Lead-210 in Bone, Food, Urine, Feces, Blood, Air, and Water | DOE | Lead-210 is isolated from most interferences. Its progeny 210Bi is separated from 210Pb, and the beta activity is measured by atomic absorption spectrometer radiometrically after ingrowth. | duplicate records | https://www.nemi.gov/methods/method_summary/4844/ | 3/22/2023 5:18:37 AM
4736 | PB-01-RC | PB-01-RC ~ PB-01 RC ~ Lead-210 in Bone, Food, Urine, Feces, Blood, Air, and Water | USDOE/EML | Pb-01-RC ~ DOE EML . Lead-210 in Bone, Food, Urine, Feces, Blood, Air, and Water |  | https://www.nemi.gov/methods/method_summary/4844/ | 9/7/2023 5:37:20 PM
2501 | PCB-002 | Field Screening of PCBs in Soil | USEPA |  |  |  | 8/12/2006 11:50:00 PM
2502 | PCB-003 | PCBs in Water | USEPA |  |  |  | 8/12/2006 11:50:00 PM
2503 | PCB-004 | Screening for PCBs in Water | USEPA |  |  |  | 8/12/2006 11:50:00 PM
2504 | PCB-005 | PCBs and Pesticide in Soil | USEPA |  |  |  | 8/12/2006 11:50:00 PM
2505 | PCB-006 | PCBs in Soil as Decachlorobiphenyl by GC | USEPA |  |  |  | 8/12/2006 11:50:00 PM
2506 | PCB-008 | Field Analysis of PCBs in Soil | USEPA |  |  |  | 8/12/2006 11:50:00 PM
2507 | PCB-009 | PCBs in Soil and Oil | USEPA |  |  |  | 8/12/2006 11:50:00 PM
100483 | Percent Moisture | Percent Moisture | PACE LABS | Biological Tissue Analysis - Percent Moisture In House SOP, https://www.pacelabs.com/environmental-services/specialty-services/biological-tissue-analysis/methods.html |  |  | 6/26/2019 4:12:42 PM
100908 | PFAS ID36 | PFAS ID36 | TDH LAB | Pace proprietary method: PFAS by Isotope Dilution |  | https://pfas.com/pfas-testing/pace-proprietary-test-methods/ | 6/3/2022 3:50:47 PM
101407 | PHM01 | Colorimetry, phosphomolybdate, DA | USDOI/USGS | Used to determine the concentration of dissolved orthophosphate (as phosphorus) in water |  |  | 4/18/2026 4:06:50 AM
100206 | PHM01 | Ortho-PO4, wf, DA phos/mol(NWQL) | USGS-OK | MethodDescriptionText |  |  | 1/29/2018 9:18:28 AM
1171 | PHOS-1 | Phosphorus - Colorimetric, Automated | USDOC/NOAA |  |  |  | 8/12/2006 11:50:00 PM
1172 | PHOS-2 | Phosphorus - Ascorbic Acid | USDOC/NOAA |  |  |  | 8/12/2006 11:50:00 PM
1173 | PHOS-3 | Phosphorus - AutoAnalyzer | USDOC/NOAA |  |  |  | 8/12/2006 11:50:00 PM
1174 | PHOS-4 | Phosphorus - Colorimetric | USDOC/NOAA |  |  |  | 8/12/2006 11:50:00 PM
1175 | PHOS-5 | Phosphorus - AutoAnalyzer | USDOC/NOAA |  |  |  | 8/12/2006 11:50:00 PM
100415 | PL081 | Elements, drinking water,ICP-AES | USGS-OK |  |  |  | 7/19/2018 3:58:24 PM
100406 | PL086 | Trace elements, wu, ICP (Ocala) | USGS-OK |  |  |  | 7/19/2018 3:56:46 PM
100412 | PL096 | Cadmium, wu, ICP | USGS-OK |  |  |  | 7/19/2018 3:57:19 PM
100413 | PL097 | Lead, wu, ICP | USGS-OK |  |  |  | 7/19/2018 3:57:19 PM
100430 | PL120 | Metals, wu, ICP-OES/MS (NWQL) | USGS-OK | MethodDescriptionText |  |  | 7/19/2018 4:06:48 PM
100409 | PLA05 | Elements, wf, ICP-AES (200.7;CO) | USGS-OK | MethodDescriptionText |  |  | 7/19/2018 3:56:47 PM
100407 | PLA06 | Trace elements, wf, ICP/T (Ocala | USGS-OK |  |  |  | 7/19/2018 3:56:46 PM
100408 | PLA07 | Trace elements, wu,ICP/T (Ocala) | USGS-OK |  |  |  | 7/19/2018 3:56:46 PM
100215 | PLA11 | Metals, wf, ICP-AES (NWQL) | USGS-OK | MethodDescriptionText |  |  | 1/29/2018 9:18:30 AM
101267 | PLA11 | POLONIUM-210, WU, ALPHA SPEC | USDOI/USGS | Polonium-210, water, unfiltered, pCi/L, pCi/L,, by alpha spectrometry |  | https://water.usgs.gov/XML/NWIS/4.10/ReferenceLists/MethodList.html | 3/13/2026 10:55:34 PM
101268 | PLA13 | RADIUM-224, WF, ALPHA SPEC (STL) | USDOI/USGS | Radium-224, water, filtered, @ 1.0 pCi/L, by alpha spectrometry (analysis by Severn-Trent Laboratory) |  | https://water.usgs.gov/XML/NWIS/4.10/ReferenceLists/MethodList.html | 3/13/2026 10:55:34 PM
100220 | PLA13 | Metals, wf, suppliment, ICP-AES | USGS-OK | MethodDescriptionText |  |  | 1/29/2018 9:18:30 AM
100453 | PLA14 | Metals, bs, ICP-AES | USGS-OK | MethodDescriptionText |  |  | 7/23/2018 11:55:21 AM
101271 | PLA14 | RADIUM-224, BED SED, ALPHA SPEC | USDOI/USGS | Radium-224, bed sediment, pCi/g, by alpha spectrometry |  | https://water.usgs.gov/XML/NWIS/4.10/ReferenceLists/MethodList.html | 3/13/2026 10:55:34 PM
101282 | PLA15 | RADIUM-224, SUS SED, ALPHA SPEC | USDOI/USGS | Radium-224, suspended sediment, pCi/g, by alpha spectrometry |  | https://water.usgs.gov/XML/NWIS/4.10/ReferenceLists/MethodList.html | 3/13/2026 10:55:34 PM
100298 | PLA15 | Metals, wu, ICP-AES | USGS-OK | MethodDescriptionText |  |  | 3/16/2018 7:18:54 AM
100219 | PLM10 | Elements, wf, cICP-MS | USGS-OK | MethodDescriptionText |  |  | 1/29/2018 9:18:30 AM
101283 | PLM10 | RADIUM-224, WF, ALPHA (EBERLINE) | USDOI/USGS | Radium-224, water, filtered, by alpha spectrometry (analysis by Eberline Services) |  | https://water.usgs.gov/XML/NWIS/4.10/ReferenceLists/MethodList.html | 3/13/2026 10:55:34 PM
101284 | PLM11 | RADIUM-224, WU, ALPHA SPEC | USDOI/USGS | Radium-224, water, unfiltered, pCi/L, by alpha spectrometry |  | https://water.usgs.gov/XML/NWIS/4.10/ReferenceLists/MethodList.html | 3/13/2026 10:55:34 PM
100300 | PLM11 | Elements, wu, cICP-MS | USGS-OK | MethodDescriptionText |  |  | 3/16/2018 7:18:54 AM
101285 | PLM13 | RADIUM-226, WF, ALPHA SPEC | USDOI/USGS | Radium-226, Water, Filtered, @ 1.0 pCi/L, by Alpha Spectrometry |  | https://water.usgs.gov/XML/NWIS/4.10/ReferenceLists/MethodList.html | 3/13/2026 10:55:34 PM
101286 | PLM40 | RADIUM-226, BED, BY ALPHA SPEC | USDOI/USGS | Radium-226, bed sediment, pCi/g, by alpha spectrometry |  | https://water.usgs.gov/XML/NWIS/4.10/ReferenceLists/MethodList.html | 3/13/2026 10:55:34 PM
100224 | PLM40 | Metals, water, ICP-MS (NWQL) | USGS-OK | MethodDescriptionText |  |  | 1/29/2018 9:18:30 AM
100221 | PLM43 | Metals, wf, ICP-MS | USGS-OK | MethodDescriptionText |  |  | 1/29/2018 9:18:30 AM
101287 | PLM43 | RADIUM-226, WF, BY ALPHA SPEC | USDOI/USGS | Radium-226, water, filtered, pCi/L, by alpha spectrometry |  | https://water.usgs.gov/XML/NWIS/4.10/ReferenceLists/MethodList.html | 3/13/2026 10:55:34 PM
101288 | PLM46 | RADIUM-226, WU, BY ALPHA SPEC | USDOI/USGS | Radium-226, water, unfiltered, pCi/L, by alpha spectrometry |  | https://water.usgs.gov/XML/NWIS/4.10/ReferenceLists/MethodList.html | 3/13/2026 10:55:34 PM
100454 | PLM46 | Metals, bs, ICP-MS | USGS-OK | MethodDescriptionText |  |  | 7/23/2018 11:55:21 AM
100301 | PLM47 | Metals, wu, ICP-MS | USGS-OK | MethodDescriptionText |  |  | 3/16/2018 7:18:54 AM
101289 | PLM47 | THORIUM-228, BED, ALPHA (STL) | USDOI/USGS | Thorium-228, bed sediment, @ 0.1 pCi/g, by alpha spectrometry (analysis by Severn-Trent Laboratory) |  | https://water.usgs.gov/XML/NWIS/4.10/ReferenceLists/MethodList.html | 3/13/2026 10:55:34 PM
101290 | PLM48 | THORIUM-228, WF,ALPHA SPEC (STL) | USDOI/USGS | Thorium-228, water, filtered, @ 1.0 pCi/L, by alpha spectrometry (analysis by Severn-Trent Laboratory) |  | https://water.usgs.gov/XML/NWIS/4.10/ReferenceLists/MethodList.html | 3/13/2026 10:55:34 PM
100302 | PLM48 | Metals, wu, ICP-MS | USGS-OK | MethodDescriptionText |  |  | 3/16/2018 7:18:54 AM
100223 | PLM77 | Metals, wu, 2% corr, cICP-MS | USGS-OK |  |  |  | 1/29/2018 9:18:30 AM
101408 | PLM77 | Arsenic, UNF, cICP-MS | USDOI/USGS |  |  |  | 4/18/2026 4:06:50 AM
101409 | PLM78 | Aluminum, UNF, ICP-MS | USDOI/USGS |  |  |  | 4/18/2026 4:06:50 AM
100222 | PLM78 | Metals, wu, 2% corr, ICP-MS | USGS-OK |  |  |  | 1/29/2018 9:18:30 AM
100299 | PLO01 | Potassium, wu, by ICP-OES | USGS-OK |  |  |  | 3/16/2018 7:18:54 AM
101291 | PLO01 | THORIUM-228, WF, ALPHA (NWQL) | USDOI/USGS | Thorium-228, water, filtered, by alpha spectrometry (analysis by NWQL) |  | https://water.usgs.gov/XML/NWIS/4.10/ReferenceLists/MethodList.html | 3/13/2026 10:55:34 PM
101292 | PLO03 | THORIUM-228, WU,ALPHA SPEC (STL) | USDOI/USGS | Thorium-228, water, unfiltered @ 0.4 pCi/L, by alpha spectrometry (analysis by Severn-Trent Laboratory) |  | https://water.usgs.gov/XML/NWIS/4.10/ReferenceLists/MethodList.html | 3/13/2026 10:55:34 PM
100216 | PLO03 | Potassium, wf, by ICP-OES | USGS-OK | MethodDescriptionText |  |  | 1/29/2018 9:18:30 AM
101410 | PLO07 | Barium, UNF, ICP-OES | USDOI/USGS |  |  |  | 4/18/2026 4:06:50 AM
2508 | PM-01 | Promethium-147 in Aqueous and Urine Samples | USEPA |  |  |  | 8/12/2006 11:50:00 PM
2509 | PM-02 | Promethium-147 in Feces Ash | USEPA |  |  |  | 8/12/2006 11:50:00 PM
2510 | PMD-ACA | PMD ACA ~ Acifluorfen by HPLC | USEPA |  |  |  | 6/26/2019 4:12:49 PM
2511 | PMD-ACG(GC) | PMD ACG GC ~ Acephate, Dicofol and Triforine by GC | USEPA |  |  |  | 6/26/2019 4:12:49 PM
2512 | PMD-ACG(LC1) | PMD ACG LC1 ~ Dicofol by HPLC | USEPA |  |  |  | 6/26/2019 4:12:49 PM
2513 | PMD-ACG(LC2) | PMD ACG LC2 ~ Triforine by HPLC | USEPA |  |  |  | 6/26/2019 4:12:49 PM
2514 | PMD-AKY(GC1) | PMD AKY GC1 ~ Alachlor by GC | USEPA |  |  |  | 6/26/2019 4:12:49 PM
2515 | PMD-AKY(GC2) | PMD AKY GC2 ~ Alachlor by GC | USEPA |  |  |  | 6/26/2019 4:12:49 PM
2517 | PMD-AM-S | PMD AM S ~ AMS by Sodium Nitrate Titration | USEPA |  |  |  | 6/26/2019 4:12:49 PM
2516 | PMD-AMN | PMD AMN ~ 4-Aminopyridine by UV Spectroscopy | USEPA |  |  |  | 6/26/2019 4:12:49 PM
2518 | PMD-AMT | PMD AMT ~ Amitrole by Visible Spectroscopy | USEPA |  |  |  | 6/26/2019 4:12:49 PM
2519 | PMD-ANF(GC) | PMD ANF GC ~ Anilazine by GC | USEPA |  |  |  | 6/26/2019 4:12:49 PM
2520 | PMD-ANF(IR) | PMD ANF IR ~ Anilazine by IR Spectroscopy | USEPA |  |  |  | 6/26/2019 4:12:49 PM
2521 | PMD-ANT | PMD ANT ~ Antimycin A by UV Spectroscopy | USEPA |  |  |  | 6/26/2019 4:12:49 PM
2522 | PMD-ANY | PMD ANY ~ ANTU by UV Spectroscopy | USEPA |  |  |  | 6/26/2019 4:12:49 PM
2523 | PMD-AS(ATE) | PMD AS ATE ~ Arsenate by Titration | USEPA |  |  |  | 6/26/2019 4:12:49 PM
2524 | PMD-AS(ITE) | PMD AS ITE ~ Sodium Arsenite by Titration | USEPA |  |  |  | 6/26/2019 4:12:49 PM
2525 | PMD-AS(TIT1) | PMD AS TIT1 ~ Total Arsenic by Titration | USEPA |  |  |  | 6/26/2019 4:12:49 PM
2526 | PMD-AS(TIT2) | PMD AS TIT2 ~ Total Arsenic by Titration | USEPA |  |  |  | 6/26/2019 4:12:49 PM
2527 | PMD-AS(TIT3) | PMD AS TIT3 ~ Inorganic Arsenic Compounds by Titration | USEPA |  |  |  | 6/26/2019 4:12:49 PM
2528 | PMD-AS(TIT4) | PMD AS TIT4 ~ Organic Arsenic by Digestion and Titration | USEPA |  |  |  | 6/26/2019 4:12:49 PM
2529 | PMD-AS(TIT5) | PMD AS TIT5 ~ Arsenic in Organic Compounds by Titration | USEPA |  |  |  | 6/26/2019 4:12:49 PM
2530 | PMD-ASU | PMD ASU ~ Asulam by UV Spectroscopy | USEPA |  |  |  | 6/26/2019 4:12:49 PM
2531 | PMD-ATR | PMD ATR ~ Atrazine and Metolachlor by GC/FID | USEPA |  |  |  | 6/26/2019 4:12:49 PM
2532 | PMD-ATR(GC1) | PMD ATR GC1 ~ Atrazine by GC | USEPA |  |  |  | 6/26/2019 4:12:49 PM
2533 | PMD-ATR(GC2) | PMD ATR GC2 ~ Atrazine and Metolachlor by GC | USEPA |  |  |  | 6/26/2019 4:12:49 PM
2534 | PMD-ATR(IR) | PMD ATR IR ~ Atrazine by IR Spectroscopy | USEPA |  |  |  | 6/26/2019 4:12:49 PM
2535 | PMD-ATR(LC) | PMD ATR LC ~ Atrazine by HPLC | USEPA |  |  |  | 6/26/2019 4:12:49 PM
2536 | PMD-AZN | PMD AZN ~ Azinphos-Methyl by IR Spectroscopy | USEPA |  |  |  | 6/26/2019 4:12:49 PM
2537 | PMD-BDX | PMD BDX ~ Benalaxyl by GC | USEPA |  |  |  | 6/26/2019 4:12:49 PM
2538 | PMD-BEB(IR) | PMD BEB IR ~ Bendiocarb by IR Spectroscopy | USEPA |  |  |  | 6/26/2019 4:12:49 PM
2539 | PMD-BEB(LC) | PMD BEB LC ~ Bendiocarb by HPLC | USEPA |  |  |  | 6/26/2019 4:12:49 PM
2540 | PMD-BEB(UV) | PMD BEB UV ~ Bendiocarb by UV Spectroscopy | USEPA |  |  |  | 6/26/2019 4:12:49 PM
2541 | PMD-BEE(GC) | PMD BEE GC ~ Benefin by GC | USEPA |  |  |  | 6/26/2019 4:12:49 PM
2542 | PMD-BEE(IR) | PMD BEE IR ~ Benefin by IR Spectroscopy | USEPA |  |  |  | 6/26/2019 4:12:49 PM
2543 | PMD-BEH(IR) | PMD BEH IR ~ Benomyl by IR Spectroscopy | USEPA |  |  |  | 6/26/2019 4:12:49 PM
2544 | PMD-BEH(UV) | PMD BEH UV ~ Benomyl by UV Spectroscopy | USEPA |  |  |  | 6/26/2019 4:12:49 PM
2545 | PMD-BEL(IR) | PMD BEL IR ~ Bensulide by IR Spectroscopy | USEPA |  |  |  | 6/26/2019 4:12:49 PM
2546 | PMD-BEL(LC) | PMD BEL LC ~ Bensulide by HPLC | USEPA |  |  |  | 6/26/2019 4:12:49 PM
2547 | PMD-BEN(LC) | PMD BEN LC ~ Bentazon by HPLC | USEPA |  |  |  | 6/26/2019 4:12:49 PM
2548 | PMD-BEN(UV) | PMD BEN UV ~ Bentazon by UV Spectroscopy | USEPA |  |  |  | 6/26/2019 4:12:49 PM
2549 | PMD-BEO | PMD BEO ~ Thiobencarb by GC/FID | USEPA |  |  |  | 6/26/2019 4:12:49 PM
2550 | PMD-BIL | PMD BIL ~ Bitertanol by GC | USEPA |  |  |  | 6/26/2019 4:12:49 PM
2551 | PMD-BIN | PMD BIN ~ Binapacryl by IR Spectroscopy | USEPA |  |  |  | 6/26/2019 4:12:49 PM
2552 | PMD-BOR | PMD BOR ~ Boron Compounds by Ignition and Titration | USEPA |  |  |  | 6/26/2019 4:12:49 PM
2553 | PMD-BRA | PMD BRA ~ Bromadiolone by HPLC | USEPA |  |  |  | 6/26/2019 4:12:49 PM
2554 | PMD-BRO | PMD BRO ~ Bromacil by GC | USEPA |  |  |  | 6/26/2019 4:12:49 PM
2555 | PMD-BYA(GC1) | PMD BYA GC1 ~ Butylate by GC | USEPA |  |  |  | 6/26/2019 4:12:49 PM
2556 | PMD-BYA(GC2) | PMD BYA GC2 ~ Butylate by GC | USEPA |  |  |  | 6/26/2019 4:12:49 PM
2557 | PMD-BYA(LC1) | PMD BYA LC1 ~ Butylate by HPLC | USEPA |  |  |  | 6/26/2019 4:12:49 PM
2558 | PMD-BYA(LC2) | PMD BYA LC2 ~ Butylate by HPLC | USEPA |  |  |  | 6/26/2019 4:12:49 PM
2559 | PMD-CAO | PMD CAO ~ Captafol by IR Spectroscopy | USEPA |  |  |  | 6/26/2019 4:12:50 PM
2560 | PMD-CAP(GC1) | PMD CAP GC1 ~ Captan by GC | USEPA |  |  |  | 6/26/2019 4:12:50 PM
2561 | PMD-CAP(GC2) | PMD CAP GC2 ~ Captan, Carbaryl and Naled by GC | USEPA |  |  |  | 6/26/2019 4:12:50 PM
2562 | PMD-CAP(IR) | PMD CAP IR ~ Captan by IR Spectroscopy | USEPA |  |  |  | 6/26/2019 4:12:50 PM
2563 | PMD-CAP(LC) | PMD CAP LC ~ Captan by HPLC | USEPA |  |  |  | 6/26/2019 4:12:50 PM
2564 | PMD-CAV(LC) | PMD CAV LC ~ Carbaryl by HPLC | USEPA |  |  |  | 6/26/2019 4:12:50 PM
2565 | PMD-CAV(UV) | PMD CAV UV ~ Carbaryl by UV Spectroscopy | USEPA |  |  |  | 6/26/2019 4:12:50 PM
2566 | PMD-CBF | PMD CBF ~ Carbofuran by IR Spectroscopy | USEPA |  |  |  | 6/26/2019 4:12:50 PM
2567 | PMD-CBX(IR) | PMD CBX IR ~ Carboxin by IR Spectroscopy | USEPA |  |  |  | 6/26/2019 4:12:50 PM
2568 | PMD-CBX(UV) | PMD CBX UV ~ Carboxin by UV Spectroscopy | USEPA |  |  |  | 6/26/2019 4:12:50 PM
2569 | PMD-CD | PMD CD ~ Cadmium by AAS | USEPA |  |  |  | 6/26/2019 4:12:50 PM
2570 | PMD-CGV | PMD CGV ~ Chlorbromuron by GC | USEPA |  |  |  | 6/26/2019 4:12:50 PM
2571 | PMD-CHP | PMD CHP ~ Chlorflurecol-Methyl Ester by UV Spec. | USEPA |  |  |  | 6/26/2019 4:12:50 PM
2572 | PMD-CIB | PMD CIB ~ Chlorobenzilate by GC | USEPA |  |  |  | 6/26/2019 4:12:50 PM
2573 | PMD-CJL | PMD CJL ~ Chloroneb by UV Spectroscopy | USEPA |  |  |  | 6/26/2019 4:12:50 PM
2574 | PMD-CJO(LC) | PMD CJO LC ~ Chlorophacinone by HPLC | USEPA |  |  |  | 6/26/2019 4:12:50 PM
2575 | PMD-CJO(UV1) | PMD CJO UV1 ~ Chlorophacinone by UV Spectroscopy | USEPA |  |  |  | 6/26/2019 4:12:50 PM
2576 | PMD-CJO(UV2) | PMD CJO UV2 ~ Chlorophacinone by UV Spectroscopy | USEPA |  |  |  | 6/26/2019 4:12:50 PM
2577 | PMD-CKA | PMD CKA ~ Chloropicrin and 1,3-DCPs by GC | USEPA |  |  |  | 6/26/2019 4:12:50 PM
2578 | PMD-CKL(GC) | PMD CKL GC ~ Chlorothalonil by GC | USEPA |  |  |  | 6/26/2019 4:12:50 PM
2579 | PMD-CKL(IR) | PMD CKL IR ~ Chlorothalonil by IR Spectroscopy | USEPA |  |  |  | 6/26/2019 4:12:50 PM
2580 | PMD-CKR(GC) | PMD CKR GC ~ Chloroxuron by GC | USEPA |  |  |  | 6/26/2019 4:12:50 PM
2581 | PMD-CKR(IR) | PMD CKR IR ~ Chloroxuron in Dust by IR Spectroscopy | USEPA |  |  |  | 6/26/2019 4:12:50 PM
2582 | PMD-CLD(GC) | PMD CLD GC ~ Chlorpyrifos by GC | USEPA |  |  |  | 6/26/2019 4:12:50 PM
2583 | PMD-CLD(IR) | PMD CLD IR ~ Chlorpyrifos by IR Spectroscopy | USEPA |  |  |  | 6/26/2019 4:12:50 PM
2584 | PMD-CLD(UV) | PMD CLD UV ~ Chlorpyrifos by UV Spectroscopy | USEPA |  |  |  | 6/26/2019 4:12:50 PM
2585 | PMD-CLV | PMD CLV ~ Chlorsulfuron by HPLC | USEPA |  |  |  | 6/26/2019 4:12:50 PM
2586 | PMD-CMN | PMD CMN ~ Cinmethalin by GC | USEPA |  |  |  | 6/26/2019 4:12:50 PM
2587 | PMD-COQ | PMD COQ ~ Coumafuryl by UV Spectroscopy | USEPA |  |  |  | 6/26/2019 4:12:50 PM
2588 | PMD-COR(GC) | PMD COR GC ~ Coumaphos by GC | USEPA |  |  |  | 6/26/2019 4:12:50 PM
2589 | PMD-COR(IR) | PMD COR IR ~ Coumaphos by IR Spectroscopy | USEPA |  |  |  | 6/26/2019 4:12:50 PM
2590 | PMD-COR(LC) | PMD COR LC ~ Coumaphos by HPLC | USEPA |  |  |  | 6/26/2019 4:12:50 PM
2591 | PMD-CPH | PMD CPH ~ Chlorophenoxy Herbicide Technical Data | USEPA |  |  |  | 6/26/2019 4:12:50 PM
2592 | PMD-CRO | PMD CRO ~ Crotoxyphos by GC | USEPA |  |  |  | 6/26/2019 4:12:50 PM
2594 | PMD-CU-S | PMD CU S ~ Cupric Ion by Ion Chromatography | USEPA |  |  |  | 6/26/2019 4:12:50 PM
2593 | PMD-CUC | PMD CUC ~ Cyanazine by IR Spectroscopy | USEPA |  |  |  | 6/26/2019 4:12:50 PM
2595 | PMD-CYZ(GC1) | PMD CYZ GC1 ~ Cyromazine in Trigard 75W by GC | USEPA |  |  |  | 6/26/2019 4:12:50 PM
2596 | PMD-CYZ(GC2) | PMD CYZ GC2 ~ Cyromazine in Armor by GC | USEPA |  |  |  | 6/26/2019 4:12:50 PM
2597 | PMD-CYZ(GC3) | PMD CYZ GC3 ~ Cyromazine in Armor Premix by GC | USEPA |  |  |  | 6/26/2019 4:12:50 PM
2598 | PMD-DAL | PMD DAL ~ Dalapon by IR Spectroscopy | USEPA |  |  |  | 6/26/2019 4:12:50 PM
2599 | PMD-DCA(GC1) | PMD DCA GC1 ~ 2,4-D and 2,4,5-T Esters by GC | USEPA |  |  |  | 6/26/2019 4:12:50 PM
2600 | PMD-DCA(GC2) | PMD DCA GC2 ~ 2,4-D and Silvex by Derivatization GC | USEPA |  |  |  | 6/26/2019 4:12:50 PM
2601 | PMD-DEE(GC) | PMD DEE GC ~ DEET by GC | USEPA |  |  |  | 6/26/2019 4:12:50 PM
2602 | PMD-DEE(LC) | PMD DEE LC ~ DEET by HPLC | USEPA |  |  |  | 6/26/2019 4:12:50 PM
2603 | PMD-DFN | PMD DFN ~ Diazinon by HPLC | USEPA |  |  |  | 6/26/2019 4:12:50 PM
2604 | PMD-DGL | PMD DGL ~ Dibutyl Succinate by Titration | USEPA |  |  |  | 6/26/2019 4:12:50 PM
2605 | PMD-DGV | PMD DGV ~ Dichlone by IR Spectroscopy | USEPA |  |  |  | 6/26/2019 4:12:50 PM
2606 | PMD-DIC | PMD DIC ~ DICA by HPLC | USEPA |  |  |  | 6/26/2019 4:12:50 PM
2607 | PMD-DJA | PMD DJA ~ Dichloran in Dusts by IR Spectroscopy | USEPA |  |  |  | 6/26/2019 4:12:50 PM
2608 | PMD-DJG | PMD DJG ~ Dicrotophos by IR Spectroscopy | USEPA |  |  |  | 6/26/2019 4:12:50 PM
2609 | PMD-DME | PMD DME ~ Dimethoate by GC | USEPA |  |  |  | 6/26/2019 4:12:50 PM
2610 | PMD-DMF | PMD DMF ~ Dioxins in 2,4-D and 2,4,5-T by GC/MS | USEPA |  |  |  | 6/26/2019 4:12:50 PM
2611 | PMD-DNE | PMD DNE ~ Dimethyl Phthalate by GC | USEPA |  |  |  | 6/26/2019 4:12:50 PM
2612 | PMD-DNR | PMD DNR ~ Dinitramine by GC | USEPA |  |  |  | 6/26/2019 4:12:50 PM
2613 | PMD-DNZ(IR) | PMD DNZ IR ~ Dinocap by IR Spectroscopy | USEPA |  |  |  | 6/26/2019 4:12:50 PM
2614 | PMD-DNZ(TITR) | PMD DNZ TITR ~ Dinocap by TKN and Titration | USEPA |  |  |  | 6/26/2019 4:12:50 PM
2615 | PMD-DOG | PMD DOG ~ Dinoseb by IR Spectroscopy | USEPA |  |  |  | 6/26/2019 4:12:50 PM
2616 | PMD-DOZ(LC1) | PMD DOZ LC1 ~ Diphacinone by HPLC | USEPA |  |  |  | 6/26/2019 4:12:50 PM
2617 | PMD-DOZ(LC2) | PMD DOZ LC2 ~ Diphacinone by HPLC | USEPA |  |  |  | 6/26/2019 4:12:50 PM
2618 | PMD-DOZ(UV) | PMD DOZ UV ~ Diphacinone in Baits by UV Spectroscopy | USEPA |  |  |  | 6/26/2019 4:12:50 PM
2619 | PMD-DPA(GC) | PMD DPA GC ~ Diphenamid by GC | USEPA |  |  |  | 6/26/2019 4:12:50 PM
2620 | PMD-DPA(IR) | PMD DPA IR ~ Diphenamid by IR Spectroscopy | USEPA |  |  |  | 6/26/2019 4:12:50 PM
2621 | PMD-DPF | PMD DPF ~ Diphenylamine by GC | USEPA |  |  |  | 6/26/2019 4:12:50 PM
2622 | PMD-DQT | PMD DQT ~ Diquat (Dibromide) by HPLC | USEPA |  |  |  | 6/26/2019 4:12:50 PM
2623 | PMD-DSN(GC) | PMD DSN GC ~ Disulfoton and Fensulfothion by GC/FID | USEPA |  |  |  | 6/26/2019 4:12:50 PM
2624 | PMD-DSN(IR) | PMD DSN IR ~ Disulfoton by IR Spectroscopy | USEPA |  |  |  | 6/26/2019 4:12:50 PM
2625 | PMD-DUR(IR) | PMD DUR IR ~ Diuron by IR Spectroscopy | USEPA |  |  |  | 6/26/2019 4:12:50 PM
2626 | PMD-DUR(LC) | PMD DUR LC ~ Diuron by HPLC | USEPA |  |  |  | 6/26/2019 4:12:50 PM
2627 | PMD-EDF | PMD EDF ~ Edifenphos by GC | USEPA |  |  |  | 6/26/2019 4:12:50 PM
2628 | PMD-ENA | PMD ENA ~ Endosulfan by IR Spectroscopy | USEPA |  |  |  | 6/26/2019 4:12:50 PM
2629 | PMD-ENB(GC) | PMD ENB GC ~ Endothall by GC | USEPA |  |  |  | 6/26/2019 4:12:50 PM
2630 | PMD-ENB(TITR) | PMD ENB TITR ~ Endothall by Titration | USEPA |  |  |  | 6/26/2019 4:12:50 PM
2631 | PMD-EPI | PMD EPI ~ Epichlorohydrin by GC | USEPA |  |  |  | 6/26/2019 4:12:50 PM
2632 | PMD-EPT | PMD EPT ~ EPTC by HPLC | USEPA |  |  |  | 6/26/2019 4:12:50 PM
2633 | PMD-ETF | PMD ETF ~ Ethofumesate by GC | USEPA |  |  |  | 6/26/2019 4:12:50 PM
2634 | PMD-ETI(GC) | PMD ETI GC ~ Ethion by GC | USEPA |  |  |  | 6/26/2019 4:12:50 PM
2635 | PMD-ETI(IR) | PMD ETI IR ~ Ethion by IR Spectroscopy | USEPA |  |  |  | 6/26/2019 4:12:50 PM
2636 | PMD-ETN(GC) | PMD ETN GC ~ Ethoprop by GC | USEPA |  |  |  | 6/26/2019 4:12:50 PM
2637 | PMD-ETN(IR) | PMD ETN IR ~ Ethoprop by IR Spectroscopy | USEPA |  |  |  | 6/26/2019 4:12:50 PM
2638 | PMD-EUX(GC) | PMD EUX GC ~ Ethyl Hexanediol by GC/TCD | USEPA |  |  |  | 6/26/2019 4:12:50 PM
2639 | PMD-EUX(TITR) | PMD EUX TITR ~ Ethyl Hexanediol by Acetylation & Titration | USEPA |  |  |  | 6/26/2019 4:12:50 PM
2640 | PMD-EZN | PMD EZN ~ Ethiozin by HPLC | USEPA |  |  |  | 6/26/2019 4:12:50 PM
2641 | PMD-FBP | PMD FBP ~ Fenamiphos by GC/FID | USEPA |  |  |  | 6/26/2019 4:12:50 PM
2642 | PMD-FBR | PMD FBR ~ Fenarimol by GC/FID | USEPA |  |  |  | 6/26/2019 4:12:50 PM
2643 | PMD-FCL(GC) | PMD FCL GC ~ Ronnel by GC/FID | USEPA |  |  |  | 6/26/2019 4:12:50 PM
2644 | PMD-FCL(IR) | PMD FCL IR ~ Ronnel by IR Spectroscopy | USEPA |  |  |  | 6/26/2019 4:12:50 PM
2645 | PMD-FKN | PMD FKN ~ Fluchloralin by GC/TCD | USEPA |  |  |  | 6/26/2019 4:12:50 PM
2646 | PMD-FLM | PMD FLM ~ Atrazine and Metolachlor by GC | USEPA |  |  |  | 6/26/2019 4:12:50 PM
2647 | PMD-FLM(IR) | PMD FLM IR ~ Fluometuron by IR Spectroscopy | USEPA |  |  |  | 6/26/2019 4:12:50 PM
2648 | PMD-FLM(UV) | PMD FLM UV ~ Fluometuron by UV Spectroscopy | USEPA |  |  |  | 6/26/2019 4:12:50 PM
2649 | PMD-FOL | PMD FOL ~ Folpet by IR Spectroscopy | USEPA |  |  |  | 6/26/2019 4:12:50 PM
2650 | PMD-FON | PMD FON ~ Fonofos by IR Spectroscopy | USEPA |  |  |  | 6/26/2019 4:12:50 PM
2651 | PMD-GLP | PMD GLP ~ Glyphosate by HPLC | USEPA |  |  |  | 6/26/2019 4:12:50 PM
2652 | PMD-HXE | PMD HXE ~ Hexachlorophene by HPLC | USEPA |  |  |  | 6/26/2019 4:12:50 PM
2653 | PMD-HXO(GC) | PMD HXO GC ~ Hexazinone by GC/TCD | USEPA |  |  |  | 6/26/2019 4:12:50 PM
2654 | PMD-HXO(LC) | PMD HXO LC ~ Hexazinone by HPLC | USEPA |  |  |  | 6/26/2019 4:12:50 PM
2655 | PMD-INB | PMD INB ~ Indolebutyric Acid by UV Spectroscopy | USEPA |  |  |  | 6/26/2019 4:12:50 PM
2656 | PMD-KAR(IR) | PMD KAR IR ~ Karbutilate by IR Spectroscopy | USEPA |  |  |  | 6/26/2019 4:12:50 PM
2657 | PMD-KAR(LC) | PMD KAR LC ~ Karbutilate by HPLC | USEPA |  |  |  | 6/26/2019 4:12:50 PM
2658 | PMD-LIN | PMD LIN ~ Lindane by IR Spectroscopy | USEPA |  |  |  | 6/26/2019 4:12:50 PM
2659 | PMD-LIU(IR) | PMD LIU IR ~ Linuron by IR Spectroscopy | USEPA |  |  |  | 6/26/2019 4:12:50 PM
2660 | PMD-LIU(LC) | PMD LIU LC ~ Linuron by HPLC | USEPA |  |  |  | 6/26/2019 4:12:50 PM
2661 | PMD-LIU(UV) | PMD LIU UV ~ Linuron by UV Spectroscopy | USEPA |  |  |  | 6/26/2019 4:12:50 PM
2662 | PMD-LMG | PMD LMG ~ Lemongrass Oil by GC/TCD | USEPA |  |  |  | 6/26/2019 4:12:50 PM
2663 | PMD-LTF(LC1) | PMD LTF LC1 ~ Lactofen by HPLC | USEPA |  |  |  | 6/26/2019 4:12:50 PM
2664 | PMD-LTF(LC2) | PMD LTF LC2 ~ Lactofen by HPLC | USEPA |  |  |  | 6/26/2019 4:12:50 PM
2665 | PMD-MAL(IR) | PMD MAL IR ~ Malathion by IR Spectroscopy | USEPA |  |  |  | 6/26/2019 4:12:50 PM
2666 | PMD-MAL(LC) | PMD MAL LC ~ Malathion by HPLC | USEPA |  |  |  | 6/26/2019 4:12:50 PM
2667 | PMD-MAU(GC1) | PMD MAU GC1 ~ Ethylenethiourea by GC/TCD | USEPA |  |  |  | 6/26/2019 4:12:50 PM
2668 | PMD-MAU(GC2) | PMD MAU GC2 ~ Ethylenethiourea by GC/FID | USEPA |  |  |  | 6/26/2019 4:12:50 PM
2669 | PMD-MBL | PMD MBL ~ Myclobutanil by GC/FID | USEPA |  |  |  | 6/26/2019 4:12:50 PM
2670 | PMD-MBT(TITR) | PMD MBT TITR ~ 2-Mercaptobenzothiazole by Titration | USEPA |  |  |  | 6/26/2019 4:12:50 PM
2671 | PMD-MBT(UV) | PMD MBT UV ~ 2-Mercaptobenzothiazole by UV Spectroscopy | USEPA |  |  |  | 6/26/2019 4:12:50 PM
2672 | PMD-MDZ | PMD MDZ ~ Merphos by Internal Standard GC | USEPA |  |  |  | 6/26/2019 4:12:50 PM
2673 | PMD-MEA(GC) | PMD MEA GC ~ Metaldehyde by GC/TCD | USEPA |  |  |  | 6/26/2019 4:12:50 PM
2674 | PMD-MEA(IR) | PMD MEA IR ~ Metaldehyde by IR Spectroscopy | USEPA |  |  |  | 6/26/2019 4:12:50 PM
2675 | PMD-MEL | PMD MEL ~ Methidathion by GC/FID | USEPA |  |  |  | 6/26/2019 4:12:50 PM
2676 | PMD-MEM | PMD MEM ~ Methiocarb by IR Spectroscopy | USEPA |  |  |  | 6/26/2019 4:12:50 PM
2677 | PMD-MER | PMD MER ~ Methomyl by HPLC | USEPA |  |  |  | 6/26/2019 4:12:50 PM
2678 | PMD-MET | PMD MET ~ Methoprene by Internal Standard GC | USEPA |  |  |  | 6/26/2019 4:12:50 PM
2679 | PMD-MEY(GC) | PMD MEY GC ~ Methoxychlor by GC/FID | USEPA |  |  |  | 6/26/2019 4:12:50 PM
2680 | PMD-MEY(IR) | PMD MEY IR ~ Methoxychlor by IR Spectroscopy | USEPA |  |  |  | 6/26/2019 4:12:50 PM
2681 | PMD-MEY(LC) | PMD MEY LC ~ Methoxychlor by HPLC | USEPA |  |  |  | 6/26/2019 4:12:50 PM
2682 | PMD-MFX | PMD MFX ~ Metalaxyl by Internal Standard GC | USEPA |  |  |  | 6/26/2019 4:12:50 PM
2683 | PMD-MGC | PMD MGC ~ Methyl Nonyl Ketone (MNK) by GC/TCD | USEPA |  |  |  | 6/26/2019 4:12:50 PM
2684 | PMD-MGU(GC) | PMD MGU GC ~ Metobromuron by GC/TCD | USEPA |  |  |  | 6/26/2019 4:12:50 PM
2685 | PMD-MGU(IR) | PMD MGU IR ~ Metobromuron by IR Spectroscopy | USEPA |  |  |  | 6/26/2019 4:12:50 PM
2686 | PMD-MHX | PMD MHX ~ Mexacarbate by GC/TCD | USEPA |  |  |  | 6/26/2019 4:12:50 PM
2687 | PMD-MHY(LC) | PMD MHY LC ~ Maleic Hydrazide (MH) by HPLC | USEPA |  |  |  | 6/26/2019 4:12:50 PM
2688 | PMD-MHY(UV) | PMD MHY UV ~ Maleic Hydrazide by UV Spectroscopy | USEPA |  |  |  | 6/26/2019 4:12:50 PM
2689 | PMD-MOK(GC) | PMD MOK GC ~ Monocrotophos by GC/FID | USEPA |  |  |  | 6/26/2019 4:12:50 PM
2690 | PMD-MOK(IR) | PMD MOK IR ~ Monocrotophos by IR Spectroscopy | USEPA |  |  |  | 6/26/2019 4:12:50 PM
2691 | PMD-MON(IR) | PMD MON IR ~ Monuron by IR Spectroscopy | USEPA |  |  |  | 6/26/2019 4:12:50 PM
2692 | PMD-MON(TITR) | PMD MON TITR ~ Monuron by Hydrolysis and Titration | USEPA |  |  |  | 6/26/2019 4:12:50 PM
2693 | PMD-MON(UV) | PMD MON UV ~ Monuron by UV Spectroscopy | USEPA |  |  |  | 6/26/2019 4:12:50 PM
2694 | PMD-NA-D | PMD NA D ~ Sodium Chlorate and Metaborate by Titration | USEPA |  |  |  | 6/26/2019 4:12:50 PM
2695 | PMD-NA-H | PMD NA H ~ Sodium Fluoride by Ion Chromatography | USEPA |  |  |  | 6/26/2019 4:12:50 PM
2696 | PMD-NAP | PMD NAP ~ Naphthaleneacetic Acid by HPLC | USEPA |  |  |  | 6/26/2019 4:12:50 PM
2697 | PMD-NBL | PMD NBL ~ Naptalam by UV Spectroscopy | USEPA |  |  |  | 6/26/2019 4:12:50 PM
2698 | PMD-NCS | PMD NCS ~ Nicosulfuron by HPLC | USEPA |  |  |  | 6/26/2019 4:12:50 PM
2699 | PMD-NEB(IR) | PMD NEB IR ~ Neburon by IR Spectroscopy | USEPA |  |  |  | 6/26/2019 4:12:50 PM
2700 | PMD-NEB(UV) | PMD NEB UV ~ Neburon by UV Spectroscopy | USEPA |  |  |  | 6/26/2019 4:12:50 PM
2701 | PMD-NIC | PMD NIC ~ Nicotine by HPLC | USEPA |  |  |  | 6/26/2019 4:12:50 PM
2702 | PMD-NOB | PMD NOB ~ Norbormide by UV Spectroscopy | USEPA |  |  |  | 6/26/2019 4:12:50 PM
2703 | PMD-NTP(TIT1) | PMD NTP TIT1 ~ Nitrophenols by Titration | USEPA |  |  |  | 6/26/2019 4:12:50 PM
2704 | PMD-NTP(TIT2) | PMD NTP TIT2 ~ Nitrophenols by Titration | USEPA |  |  |  | 6/26/2019 4:12:50 PM
2705 | PMD-ORY | PMD ORY ~ Oryazlin by UV Spectroscopy | USEPA |  |  |  | 6/26/2019 4:12:50 PM
2706 | PMD-OVO | PMD OVO ~ Ovex by IR Spectroscopy | USEPA |  |  |  | 6/26/2019 4:12:50 PM
2707 | PMD-OXB | PMD OXB ~ Oxamyl by HPLC | USEPA |  |  |  | 6/26/2019 4:12:50 PM
2720 | PMD-P-HS | PMD P HS ~ Phosphorus by Digestion and Gravimetry | USEPA |  |  |  | 6/26/2019 4:12:50 PM
2708 | PMD-PAD(GC) | PMD PAD GC ~ p-Dichlorobenzene by GC | USEPA |  |  |  | 6/26/2019 4:12:50 PM
2709 | PMD-PAD(IR) | PMD PAD IR ~ p-Dichlorobenzene by IR Spectroscopy | USEPA |  |  |  | 6/26/2019 4:12:50 PM
2710 | PMD-PAP | PMD PAP ~ Paraquat by HPLC | USEPA |  |  |  | 6/26/2019 4:12:50 PM
2711 | PMD-PAR(GC) | PMD PAR GC ~ Parathion in Carbaryl by GC/FID | USEPA |  |  |  | 6/26/2019 4:12:50 PM
2712 | PMD-PAR(LC) | PMD PAR LC ~ Parathion by HPLC | USEPA |  |  |  | 6/26/2019 4:12:50 PM
2713 | PMD-PBS | PMD PBS ~ Polybrominated Salicylanilides by UV | USEPA |  |  |  | 6/26/2019 4:12:50 PM
2714 | PMD-PCP(GC) | PMD PCP GC ~ Pentachlorophenol by GC/FID | USEPA |  |  |  | 6/26/2019 4:12:50 PM
2715 | PMD-PCP(LC) | PMD PCP LC ~ Pentachlorophenol by HPLC | USEPA |  |  |  | 6/26/2019 4:12:50 PM
2716 | PMD-PFH(GC) | PMD PFH GC ~ Phenols and Chlorophenols by GC/TCD | USEPA |  |  |  | 6/26/2019 4:12:50 PM
2717 | PMD-PFH(TD) | PMD PFH TD ~ Phenols and Chlorophenols Technical Data | USEPA |  |  |  | 6/26/2019 4:12:50 PM
2718 | PMD-PFI | PMD PFI ~ Phenothiazine by IR Spectroscopy | USEPA |  |  |  | 6/26/2019 4:12:50 PM
2719 | PMD-PGM | PMD PGM ~ Phorate by IR Spectroscopy | USEPA |  |  |  | 6/26/2019 4:12:50 PM
2721 | PMD-PIE(LC) | PMD PIE LC ~ Pindone by HPLC | USEPA |  |  |  | 6/26/2019 4:12:50 PM
2722 | PMD-PIE(UV) | PMD PIE UV ~ Pindone by UV Spectroscopy | USEPA |  |  |  | 6/26/2019 4:12:50 PM
2723 | PMD-PIO | PMD PIO ~ Piperonyl Butoxide Qualitative Test | USEPA |  |  |  | 6/26/2019 4:12:50 PM
2724 | PMD-PIX | PMD PIX ~ Pendimethalin by GC/TCD | USEPA |  |  |  | 6/26/2019 4:12:50 PM
2725 | PMD-PJB | PMD PJB ~ Pirimicarb by UV Spectroscopy | USEPA |  |  |  | 6/26/2019 4:12:50 PM
2726 | PMD-PJE(GC) | PMD PJE GC ~ Pirimiphos-Ethyl by GC/FID | USEPA |  |  |  | 6/26/2019 4:12:50 PM
2727 | PMD-PJM | PMD PJM ~ Pirimiphos-Methyl by GC/FID | USEPA |  |  |  | 6/26/2019 4:12:50 PM
2728 | PMD-PNM(GC) | PMD PNM GC ~ Prochloraz by GC/FID | USEPA |  |  |  | 6/26/2019 4:12:50 PM
2729 | PMD-PNM(LC) | PMD PNM LC ~ Prochloraz by HPLC | USEPA |  |  |  | 6/26/2019 4:12:50 PM
2730 | PMD-POD | PMD POD ~ Prometon and Simazine by GC/FID | USEPA |  |  |  | 6/26/2019 4:12:50 PM
2731 | PMD-POJ | PMD POJ ~ Propylene Glycol by GC/TCD | USEPA |  |  |  | 6/26/2019 4:12:50 PM
2732 | PMD-POT(GC) | PMD POT GC ~ Propargite by GC/TCD | USEPA |  |  |  | 6/26/2019 4:12:50 PM
2733 | PMD-POT(IR) | PMD POT IR ~ Propargite by IR Spectroscopy | USEPA |  |  |  | 6/26/2019 4:12:50 PM
2734 | PMD-PPD | PMD PPD ~ Propionic Acid by GC/FID | USEPA |  |  |  | 6/26/2019 4:12:50 PM
2735 | PMD-PYA(IR) | PMD PYA IR ~ Pyrazon by IR Spectroscopy | USEPA |  |  |  | 6/26/2019 4:12:50 PM
2736 | PMD-PYA(UV) | PMD PYA UV ~ Pyrazon by UV Spectroscopy | USEPA |  |  |  | 6/26/2019 4:12:50 PM
2737 | PMD-PYR(GC1) | PMD PYR GC1 ~ Pyrethrins by GC/FID | USEPA |  |  |  | 6/26/2019 4:12:50 PM
2738 | PMD-PYR(GC2) | PMD PYR GC2 ~ Pyrethrins, MGK-264 and PBTO by HPLC | USEPA |  |  |  | 6/26/2019 4:12:50 PM
2739 | PMD-PYR(LC1) | PMD PYR LC1 ~ Pyrethrins by HPLC | USEPA |  |  |  | 6/26/2019 4:12:50 PM
2740 | PMD-PYR(LC2) | PMD PYR LC2 ~ Pyrethrins, MGK-264 and PBTO by HPLC | USEPA |  |  |  | 6/26/2019 4:12:50 PM
2741 | PMD-PYR(TD) | PMD PYR TD ~ Pyrethrins, Technical Data | USEPA |  |  |  | 6/26/2019 4:12:50 PM
2742 | PMD-PYR(TITR) | PMD PYR TITR ~ Pyrethrins I and II by Titration | USEPA |  |  |  | 6/26/2019 4:12:50 PM
2743 | PMD-QAC(COLR) | PMD QAC COLR ~ Quaternary Ammonium Compounds Qualitative | USEPA |  |  |  | 6/26/2019 4:12:50 PM
2744 | PMD-QAC(TD) | PMD QAC TD ~ Quaternary Ammonium Compound Technical Data | USEPA |  |  |  | 6/26/2019 4:12:50 PM
2745 | PMD-QAC(TIT1) | PMD QAC TIT1 ~ Quaternary Ammonium Compounds Ferricyanide | USEPA |  |  |  | 6/26/2019 4:12:50 PM
2746 | PMD-QAC(TIT2) | PMD QAC TIT2 ~ Quaternary Ammonium Compounds, Epton Titr. | USEPA |  |  |  | 6/26/2019 4:12:50 PM
2747 | PMD-QAC(TIT3) | PMD QAC TIT3 ~ Quaternary Ammonium Cl and Br by Titration | USEPA |  |  |  | 6/26/2019 4:12:50 PM
2748 | PMD-RES(GC1) | PMD RES GC1 ~ Resmethrin in Aerosols by GC | USEPA |  |  |  | 6/26/2019 4:12:50 PM
2749 | PMD-RES(GC2) | PMD RES GC2 ~ Resmethrin by GC/FID | USEPA |  |  |  | 6/26/2019 4:12:50 PM
2750 | PMD-RES(IR) | PMD RES IR ~ Resmethrin by IR Spectroscopy | USEPA |  |  |  | 6/26/2019 4:12:50 PM
2751 | PMD-RES(LC) | PMD RES LC ~ Resmethrin in Aerosols by HPLC | USEPA |  |  |  | 6/26/2019 4:12:50 PM
2752 | PMD-ROT | PMD ROT ~ Rotenone by HPLC | USEPA |  |  |  | 6/26/2019 4:12:50 PM
2762 | PMD-S-UF(GRV1 | PMD S UF GRV1 ~ Sulfur by CS2 Extraction and Gravimetry | USEPA |  |  |  | 6/26/2019 4:12:51 PM
2763 | PMD-S-UF(GRV2 | PMD S UF GRV2 ~ Sulfur by Oxidation and Gravimetry | USEPA |  |  |  | 6/26/2019 4:12:51 PM
2764 | PMD-S-UF(GRV3 | PMD S UF GRV3 ~ Sulfur by CS2 Extraction and Gravimetry | USEPA |  |  |  | 6/26/2019 4:12:51 PM
2765 | PMD-S-UO | PMD S UO ~ Sulfur Dioxide by Titration | USEPA |  |  |  | 6/26/2019 4:12:51 PM
2753 | PMD-SAE | PMD SAE ~ Salicylanilide by UV Spectroscopy | USEPA |  |  |  | 6/26/2019 4:12:50 PM
2754 | PMD-SEU | PMD SEU ~ Siduron by UV Spectroscopy | USEPA |  |  |  | 6/26/2019 4:12:50 PM
2755 | PMD-SIM | PMD SIM ~ Simazine by UV Spectroscopy | USEPA |  |  |  | 6/26/2019 4:12:51 PM
2756 | PMD-SN | PMD SN ~ Tin in Organotins by Titration | USEPA |  |  |  | 6/26/2019 4:12:51 PM
2757 | PMD-STM(UV) | PMD STM UV ~ Streptomycin by UV Spectroscopy | USEPA |  |  |  | 6/26/2019 4:12:51 PM
2758 | PMD-STM(VIS) | PMD STM VIS ~ Streptomycin by Visible Spectroscopy | USEPA |  |  |  | 6/26/2019 4:12:51 PM
2759 | PMD-STY(GRAV) | PMD STY GRAV ~ Strychnine by Acid Precipitation | USEPA |  |  |  | 6/26/2019 4:12:51 PM
2760 | PMD-STY(LC) | PMD STY LC ~ Strychnine by HPLC | USEPA |  |  |  | 6/26/2019 4:12:51 PM
2761 | PMD-STY(UV) | PMD STY UV ~ Strychnine by UV Spectroscopy | USEPA |  |  |  | 6/26/2019 4:12:51 PM
2766 | PMD-TBU | PMD TBU ~ Tribenuron Methyl Ester by HPLC | USEPA |  |  |  | 6/26/2019 4:12:51 PM
2767 | PMD-TDU | PMD TDU ~ Tebuthiuron by UV Spectroscopy | USEPA |  |  |  | 6/26/2019 4:12:51 PM
2768 | PMD-TDZ | PMD TDZ ~ Technazene by GC/FID | USEPA |  |  |  | 6/26/2019 4:12:51 PM
2769 | PMD-TEI | PMD TEI ~ Terbacil by UV Spectroscopy | USEPA |  |  |  | 6/26/2019 4:12:51 PM
2770 | PMD-TFB | PMD TFB ~ Tetrachlorvinphos by GC/FID | USEPA |  |  |  | 6/26/2019 4:12:51 PM
2771 | PMD-TFK | PMD TFK ~ Tetramethrin by GC/FID | USEPA |  |  |  | 6/26/2019 4:12:51 PM
2772 | PMD-TFM | PMD TFM ~ Triflumizole by HPLC | USEPA |  |  |  | 6/26/2019 4:12:51 PM
2773 | PMD-TFU | PMD TFU ~ Lamprecid by UV Spectroscopy | USEPA |  |  |  | 6/26/2019 4:12:51 PM
2774 | PMD-TFZ | PMD TFZ ~ Thiabendazole by GC/FID | USEPA |  |  |  | 6/26/2019 4:12:51 PM
2775 | PMD-THN | PMD THN ~ Thiophanate by UV Spectroscopy | USEPA |  |  |  | 6/26/2019 4:12:51 PM
2776 | PMD-THO | PMD THO ~ Thiophanate-Methyl by UV Spectroscopy | USEPA |  |  |  | 6/26/2019 4:12:51 PM
2777 | PMD-THR(IR) | PMD THR IR ~ Thiram by IR Spectroscopy | USEPA |  |  |  | 6/26/2019 4:12:51 PM
2778 | PMD-THR(LC) | PMD THR LC ~ Thiram by HPLC | USEPA |  |  |  | 6/26/2019 4:12:51 PM
2779 | PMD-THR(UV) | PMD THR UV ~ Thiram by UV Spectroscopy | USEPA |  |  |  | 6/26/2019 4:12:51 PM
2780 | PMD-TLC(OTP) | PMD TLC OTP ~ Organothiophosphates by TLC | USEPA |  |  |  | 6/26/2019 4:12:51 PM
2781 | PMD-TLC(TLC1) | PMD TLC TLC1 ~ TLC Systems for Pesticide Identification | USEPA |  |  |  | 6/26/2019 4:12:51 PM
2782 | PMD-TLC(TLC2) | PMD TLC TLC2 ~ TLC Systems for Pesticide Identification | USEPA |  |  |  | 6/26/2019 4:12:51 PM
2783 | PMD-TLL | PMD TLL ~ Triadimenol by GC/FID | USEPA |  |  |  | 6/26/2019 4:12:51 PM
2784 | PMD-TPR | PMD TPR ~ Triclopyr by HPLC | USEPA |  |  |  | 6/26/2019 4:12:51 PM
2785 | PMD-TQA | PMD TQA ~ Triallate by GC/FID | USEPA |  |  |  | 6/26/2019 4:12:51 PM
2786 | PMD-TQO | PMD TQO ~ bis(Tri-n-butyltin) Oxide by GC | USEPA |  |  |  | 6/26/2019 4:12:51 PM
2787 | PMD-TRC(GC1) | PMD TRC GC1 ~ Trichlorfon by GC/FID | USEPA |  |  |  | 6/26/2019 4:12:51 PM
2788 | PMD-TRC(GC2) | PMD TRC GC2 ~ Trichlorfon by Derivatization and GC/FID | USEPA |  |  |  | 6/26/2019 4:12:51 PM
2789 | PMD-TRC(IR) | PMD TRC IR ~ Trichlorfon by IR Spectroscopy | USEPA |  |  |  | 6/26/2019 4:12:51 PM
2790 | PMD-TRC(LC) | PMD TRC LC ~ Trichlorfon by HPLC | USEPA |  |  |  | 6/26/2019 4:12:51 PM
2791 | PMD-TSU | PMD TSU ~ Trifluralin by IR Spectroscopy | USEPA |  |  |  | 6/26/2019 4:12:51 PM
2792 | PMD-VAE | PMD VAE ~ PMP by UV Spectroscopy | USEPA |  |  |  | 6/26/2019 4:12:51 PM
2793 | PMD-VER(IR) | PMD VER IR ~ Vernolate by IR Spectroscopy | USEPA |  |  |  | 6/26/2019 4:12:51 PM
2794 | PMD-VER(LC) | PMD VER LC ~ Vernolate by HPLC | USEPA |  |  |  | 6/26/2019 4:12:51 PM
2795 | PMD-WAR | PMD WAR ~ Warfarin and Sulfaquinoxaline by HPLC | USEPA |  |  |  | 6/26/2019 4:12:51 PM
2796 | PMD-WAR(LC) | PMD WAR LC ~ Warfarin by HPLC | USEPA |  |  |  | 6/26/2019 4:12:51 PM
2797 | PMD-WAR(UV) | PMD WAR UV ~ Warfarin by UV Spectroscopy | USEPA |  |  |  | 6/26/2019 4:12:51 PM
2798 | PMD-WTY | PMD WTY ~ Triethylene Glycol by GC/TCD | USEPA |  |  |  | 6/26/2019 4:12:51 PM
2799 | PMD-ZIR | PMD ZIR ~ Ziram by UV Spectroscopy | USEPA |  |  |  | 6/26/2019 4:12:51 PM
2800 | PMD-ZN-T(GC) | PMD ZN T GC ~ Zinc Phosphide by GC/FPD | USEPA |  |  |  | 6/26/2019 4:12:51 PM
2801 | PMD-ZN-T(TITR) | PMD ZN T TITR ~ Zinc Phosphide by Titration | USEPA |  |  |  | 6/26/2019 4:12:51 PM
4737 | PO-01-RC | PO-01 RC ~ Polonium in Water and Urine | USDOE/EML | Po-01-RC ~ DOE EML . Polonium in Water and Urine |  | https://www.nemi.gov/methods/method_summary/4845/ | 9/7/2023 5:37:20 PM
4738 | PO-02-RC | PO-02 RC ~ Polonium in Water, Vegetation, Soil, and Air Filters | USDOE/EML | Po-02-RC ~ DOE EML . Polonium in Water, Vegetation, Soil, and Air Filters |  | https://www.nemi.gov/methods/method_summary/4846/ | 9/7/2023 5:37:20 PM
1251 | PO_01 | Polonium in Water and Urine | USDOE/EML |  |  |  | 8/12/2006 11:50:00 PM
1252 | PO_02(S) | PO_02 S ~ Polonium in Soil and Air Filters | USDOE/EML | in Sediment |  |  | 6/26/2019 4:12:47 PM
1253 | PO_02(W) | PO_02 W ~ Polonium in Water and Vegetation | USDOE/EML | in Water |  |  | 6/26/2019 4:12:47 PM
4959 | POCIS | Polar Organic Chemical Integrative Sampler (POCIS) | USDOI/USGS | POCIS ~ USGS . Polar Organic Chemical Integrative Sampler (POCIS) |  | https://www.nemi.gov/methods/method_summary/10622/ | 9/7/2023 5:37:20 PM
5070 | PREDICTIVE MODELING | Van Sickle, J. | USEPA | RIVPACS-type predictive modeling ~ EPA . Van Sickle, J. |  | https://www.nemi.gov/methods/sams_method_summary/11952/ | 9/7/2023 5:37:21 PM
100198 | PROBE | pH, field, electrometric | USGS-OK | MethodDescriptionText |  |  | 1/29/2018 9:18:24 AM
101293 | PROBE | THORIUM-228, BS,ALPHA (EBERLINE) | USDOI/USGS | Thorium-228, bed sediment, by alpha spectrometry (analysis by Eberline Services) |  | https://water.usgs.gov/XML/NWIS/4.10/ReferenceLists/MethodList.html | 3/13/2026 10:55:34 PM
101059 | PSWMRU_WQ10 | PSWMRU_WQ10 | USDA/ARS | https://www.nrrig.mwa.ars.usda.gov/st40_javascript/methods.aspx?methodstring=PSWMRU_WQ10 |  |  | 7/12/2023 12:03:30 AM
101060 | PSWMRU_WQ11 | PSWMRU_WQ11 | USDA/ARS | https://www.nrrig.mwa.ars.usda.gov/st40_javascript/methods.aspx?methodstring=PSWMRU_WQ11 |  |  | 7/12/2023 12:03:30 AM
101061 | PSWMRU_WQ12 | https://www.nrrig.mwa.ars.usda.gov/st40_javascript/methods.aspx?methodstring=PSWMRU_WQ12 | USDA/ARS | https://www.nrrig.mwa.ars.usda.gov/st40_javascript/methods.aspx?methodstring=SDRU_WQ06 |  |  | 7/12/2023 12:03:30 AM
101062 | PSWMRU_WQ17 | PSWMRU_WQ17 | USDA/ARS | https://www.nrrig.mwa.ars.usda.gov/st40_javascript/methods.aspx?methodstring=PSWMRU_WQ17 |  |  | 7/12/2023 12:03:30 AM
101063 | PSWMRU_WQ18 | PSWMRU_WQ18 | USDA/ARS | https://www.nrrig.mwa.ars.usda.gov/st40_javascript/methods.aspx?methodstring=PSWMRU_WQ18 |  |  | 7/12/2023 12:03:30 AM
101064 | PSWMRU_WQ19 | PSWMRU_WQ19 | USDA/ARS | https://www.nrrig.mwa.ars.usda.gov/st40_javascript/methods.aspx?methodstring=PSWMRU_WQ19 |  |  | 7/12/2023 12:03:30 AM
101065 | PSWMRU_WQ19.1 | PSWMRU_WQ19.1 | USDA/ARS | https://www.nrrig.mwa.ars.usda.gov/st40_javascript/methods.aspx?methodstring=PSWMRU_WQ19.1 |  |  | 7/12/2023 12:03:30 AM
101025 | PSWMRU_WQ2 | https://www.nrrig.mwa.ars.usda.gov/st40_javascript/methods.aspx?methodstring=PSWMRU_WQ2 | USDA/ARS | https://www.nrrig.mwa.ars.usda.gov/st40_javascript/methods.aspx?methodstring=PSWMRU_WQ2 |  |  | 6/29/2023 2:59:23 AM
101066 | PSWMRU_WQ5 | PSWMRU_WQ5 | USDA/ARS | https://www.nrrig.mwa.ars.usda.gov/st40_javascript/methods.aspx?methodstring=PSWMRU_WQ5 |  |  | 7/12/2023 12:03:30 AM
101067 | PSWMRU_WQ5.1 | PSWMRU_WQ5.1 | USDA/ARS | https://www.nrrig.mwa.ars.usda.gov/st40_javascript/methods.aspx?methodstring=PSWMRU_WQ5.1 |  |  | 7/12/2023 12:03:30 AM
4958 | PTI FOR FRESHWATER | Pesticide Toxicity Index (PTI) for Freshwater Aquatic Organisms | USDOI/USGS | Pesticide Toxicity Index (PTI) for Freshwater Aquatic Organisms ~ USGS NAWQA . Munn, M.D., Gilliom, R.J., Moran, P.W., and Nowell, L.H. |  | https://www.nemi.gov/methods/sams_method_summary/11960/ | 9/7/2023 5:37:20 PM
2802 | PU-01 | PU-01 ~ Plutonium in Water and Ashed Samples | USEPA |  |  |  | 4/29/2022 6:25:58 AM
2803 | PU-02 | PU-02 ~ Plutonium-236 Tracer Solution | USEPA |  |  |  | 4/29/2022 6:25:58 AM
1254 | PU_01 | PU-01 ~ Plutonium in Air Filters | USDOE/EML |  |  |  | 4/29/2022 6:25:58 AM
1255 | PU_02 | PU-02 ~ Plutonium in Soil Samples | USDOE/EML |  |  |  | 4/29/2022 6:25:58 AM
1256 | PU_03 | Plutonium in Soil Residue | USDOE/EML |  |  |  | 8/12/2006 11:50:00 PM
1257 | PU_04 | Plutonium in Tissue | USDOE/EML |  |  |  | 8/12/2006 11:50:00 PM
1258 | PU_05 | Plutonium in Tissue | USDOE/EML |  |  |  | 8/12/2006 11:50:00 PM
1259 | PU_06 | Plutonium in Urine | USDOE/EML |  |  |  | 8/12/2006 11:50:00 PM
1260 | PU_07 | Plutonium in Large Urine Samples | USDOE/EML |  |  |  | 8/12/2006 11:50:00 PM
1261 | PU_08 | Plutonium in Vegetation Samples | USDOE/EML |  |  |  | 8/12/2006 11:50:00 PM
1262 | PU_09 | Plutonium in Vegetation Samples | USDOE/EML |  |  |  | 8/12/2006 11:50:00 PM
1263 | PU_10 | Plutonium in Water | USDOE/EML |  |  |  | 8/12/2006 11:50:00 PM
100297 | PUNAJ | Atmos press, unadj,weather statn | USGS-OK | MethodDescriptionText |  |  | 3/16/2018 7:18:46 AM
4710 | PV2072 | Rhodamine B by HPCL-UV-FL | NIOSH | PV2072 ~ NIOSH . Rhodamine B by HPCL-UV-FL |  | https://www.nemi.gov/methods/method_summary/10929/ | 9/7/2023 5:37:20 PM
100242 | Q-EST | Discharge, estimated | USGS-OK |  |  |  | 1/29/2018 9:19:10 AM
101232 | Q-EST | THORIUM-228, WF,ALPHA (EBERLINE) | USDOI/USGS | Thorium-228, water, filtered, by alpha spectrometry (analysis by Eberline Services) |  | https://water.usgs.gov/XML/NWIS/4.10/ReferenceLists/MethodList.html | 3/13/2026 10:55:34 PM
101233 | QADCP | THORIUM-228, SUS SED, ALPHA SPEC | USDOI/USGS | Thorium-228, suspended sediment, pCi/L, by alpha spectrometry |  | https://water.usgs.gov/XML/NWIS/4.10/ReferenceLists/MethodList.html | 3/13/2026 10:55:34 PM
100264 | QADCP | Disch., meas., ADCP moving boat | USGS-OK | MethodDescriptionText |  |  | 1/29/2018 9:21:22 AM
101068 | QAPP | QAPP | USDA/ARS | https://www.nrrig.mwa.ars.usda.gov/st40_javascript/methods.aspx?methodstring=QAPP |  |  | 7/12/2023 12:03:30 AM
101234 | QFLUM | THORIUM-228, WU,ALPHA (EBERLINE) | USDOI/USGS | Thorium-228, water, unfiltered, by alpha spectrometry (analysis by Eberline Services) |  | https://water.usgs.gov/XML/NWIS/4.10/ReferenceLists/MethodList.html | 3/13/2026 10:55:34 PM
101235 | QSCMM | THORIUM-230, BED SED,ALPHA (STL) | USDOI/USGS | Thorium-230, bed sediment, by alpha spectrometry (analysis by Severn-Trent Laboratory) |  | https://water.usgs.gov/XML/NWIS/4.10/ReferenceLists/MethodList.html | 3/13/2026 10:55:34 PM
100262 | QSCMM | Disch., meas., midsection | USGS-OK | MethodDescriptionText |  |  | 1/29/2018 9:21:20 AM
100230 | QSLPQ | Discharge, slope-disch rating | USGS-OK | MethodDescriptionText |  |  | 1/29/2018 9:18:34 AM
100196 | QSTGQ | Discharge, stg-disch rating | USGS-OK | MethodDescriptionText |  |  | 1/29/2018 9:18:24 AM
101236 | QSTGQ | THORIUM-230, SUS SED,ALPHA (STL) | USDOI/USGS | Thorium-230, suspended sediment, by alpha spectrometry (analysis by Severn-Trent Laboratory) |  | https://water.usgs.gov/XML/NWIS/4.10/ReferenceLists/MethodList.html | 3/13/2026 10:55:34 PM
5057 | QUALITY ASSESSMENT | U.S. Environmental Protection Agency | USEPA | Data Quality Assessment: Statistical Methods for Practitioners ~ EPA-QUALITY . U.S. Environmental Protection Agency |  | https://www.nemi.gov/methods/sams_method_summary/11928/ | 9/7/2023 5:37:21 PM
100946 | Quanti-Tray/2000 | Quanti-Tray/2000 | IDEXX | IDEXX Quanti-Tray/2000 is designed to give quantitated bacterial counts of 100 ml samples using IDEXX Defined Substrate Technology reagent products. |  |  | 1/14/2023 1:57:01 PM
100438 | QVELO | Discharge, index-velo rating | USGS-OK | MethodDescriptionText |  |  | 7/23/2018 11:50:45 AM
100265 | QVOLM | Disch., meas., volumetric | USGS-OK | MethodDescriptionText |  |  | 1/29/2018 9:21:24 AM
101237 | QVOLM | THORIUM-230, WF, ALPHA SPEC | USDOI/USGS | Thorium-230, Water, Filtered, @ 1.0 pCi/L, by Alpha Spectrometry |  | https://water.usgs.gov/XML/NWIS/4.10/ReferenceLists/MethodList.html | 3/13/2026 10:55:34 PM
2804 | R-001-1 | QC for Alpha/Beta Sample Analysis | USEPA |  |  |  | 8/12/2006 11:50:00 PM
2805 | R-002-1 | Gross Alpha/Beta Activity in Soil | USEPA |  |  |  | 8/12/2006 11:50:00 PM
2806 | R-004-1 | Gross Alpha/Beta Activity in Water | USEPA |  |  |  | 8/12/2006 11:50:00 PM
2807 | R-005-1 | Gross Alpha/Beta Activity in Water | USEPA |  |  |  | 8/12/2006 11:50:00 PM
2808 | R-006-1 | Gross Alpha and Beta Activity in Soil | USEPA |  |  |  | 8/12/2006 11:50:00 PM
2809 | R-007-1 | Gross Alpha/Beta Activity in Biota | USEPA |  |  |  | 8/12/2006 11:50:00 PM
2810 | R-008-1 | Gross Alpha/Beta Activity in Biota, Extended | USEPA |  |  |  | 8/12/2006 11:50:00 PM
1588 | R1110 | Cesium-137 and 134, Dissolved | USDOI/USGS |  |  |  | 8/12/2006 11:50:00 PM
1589 | R1130 | Lead-210 | USDOI/USGS |  |  |  | 8/12/2006 11:50:00 PM
1590 | R1140 | Radium | USDOI/USGS |  |  |  | 8/12/2006 11:50:00 PM
1591 | R1141 | Radium-226 | USDOI/USGS | R1141 ~ USGS-NWQL . Radium-226 |  | https://www.nemi.gov/methods/method_summary/4775/ | 9/7/2023 5:37:18 PM
1592 | R1142 | Radium-228 | USDOI/USGS |  |  |  | 8/12/2006 11:50:00 PM
1593 | R1150 | Radioruthenium | USDOI/USGS |  |  |  | 8/12/2006 11:50:00 PM
1594 | R1160 | Strontium-90 | USDOI/USGS |  |  |  | 8/12/2006 11:50:00 PM
1595 | R1171 | Tritium - Liquid Scintillation, Denver Lab | USDOI/USGS |  |  |  | 8/12/2006 11:50:00 PM
1596 | R1172 | Tritium - Electrolytic, Denver Lab | USDOI/USGS |  |  |  | 8/12/2006 11:50:00 PM
1597 | R1173 | Tritium - Liquid Scintillation, Reston Lab | USDOI/USGS |  |  |  | 8/12/2006 11:50:00 PM
1598 | R1174 | Tritium - Electrolytic, Reston Lab | USDOI/USGS |  |  |  | 8/12/2006 11:50:00 PM
1599 | R1180 | Uranium - Fluorometric | USDOI/USGS |  |  |  | 8/12/2006 11:50:00 PM
1600 | R1181 | Uranium - Fluorometric, Extraction | USDOI/USGS |  |  |  | 8/12/2006 11:50:00 PM
1601 | R1182 | Uranium - Alpha Spectroscopy | USDOI/USGS |  |  |  | 8/12/2006 11:50:00 PM
100740 | R1902 | Efficacy of molecular DNA methods for confirming species | R-BIOPHARM |  |  |  | 10/20/2021 8:42:12 AM
2811 | RA-01 | RA-01 ~ Radium-226 in Solids | USEPA |  |  |  | 4/29/2022 6:25:58 AM
1264 | RA-01 | RA-01 ~ Radium-226 in Bone Ash | USDOE/EML |  |  |  | 4/29/2022 6:25:58 AM
1265 | RA-02 | RA-02 ~ Radium-226 - Chromate Method | USDOE/EML |  |  |  | 4/29/2022 6:25:58 AM
2812 | RA-02 | RA-02 ~ Radium-226 in Urine | USEPA |  |  |  | 4/29/2022 6:25:58 AM
4739 | RA-02-RC | RA-02 RC ~ Radium-226 - Emanation Procedure | USDOE/EML | Ra-02-RC ~ DOE EML . Radium-226 - Emanation Procedure |  | https://www.nemi.gov/methods/method_summary/4847/ | 9/7/2023 5:37:20 PM
2813 | RA-03 | RA-03 ~ Radium-226 in Water Samples | USEPA |  |  |  | 4/29/2022 6:25:58 AM
1266 | RA-03 | RA-03 ~ Radium-226 - Emanation Procedure | USDOE/EML |  |  |  | 4/29/2022 6:25:58 AM
1267 | RA-04 | RA-04 ~ Radium-226 | USDOE/EML | https://www.nemi.gov/methods/method_summary/4848/ |  |  | 4/29/2022 6:25:58 AM
2814 | RA-04 | RA-04 ~ Radium-226 De-emanation Procedure | USEPA |  |  |  | 4/29/2022 6:25:58 AM
4740 | RA-04-RC | RA-04 RC ~ Radium-226 in Tap Water, Urine, and Feces | USDOE/EML | Ra-04-RC ~ DOE EML . Radium-226 in Tap Water, Urine, and Feces |  | https://www.nemi.gov/methods/method_summary/4848/ | 9/7/2023 5:37:20 PM
2815 | RA-05 | RA-05 ~ Radium-228 in Water Samples | USEPA |  |  |  | 4/29/2022 6:25:58 AM
1268 | RA-05 | RA-05 ~ Radium-226 | USDOE/EML |  |  |  | 4/29/2022 6:25:58 AM
1269 | RA-06 | Radium-224 | USDOE/EML |  |  |  | 8/12/2006 11:50:00 PM
4741 | RA-06-RC | RA-06 RC ~ Radium-226 in Urine and Water | USDOE/EML | Ra-06-RC ~ DOE EML . Radium-226 in Urine and Water |  | https://www.nemi.gov/methods/method_summary/4849/ | 9/7/2023 5:37:20 PM
1270 | RA-07 | Radium-226 | USDOE/EML |  |  |  | 8/12/2006 11:50:00 PM
1200 | RA010 | EIC for Gross Alpha Emission from Indoor | USDOE/ASD |  |  |  | 8/12/2006 11:50:00 PM
1201 | RA020 | Alpha Track Detectors for Alpha Emission | USDOE/ASD |  |  |  | 8/12/2006 11:50:00 PM
5069 | RBP | Barbour, M.T., Gerritsen, J., Snyder, B., and Stribling, J.B. | USEPA | Rapid Boassessment Protocols for Use in Wadeable Streams and Rivers: Periphyton, Benthic Macroinvertebrates, and Fish ~ EPA . Barbour, M.T., Gerritsen, J., Snyder, B., and Stribling, J.B. |  | https://www.nemi.gov/methods/sams_method_summary/11945/ | 9/7/2023 5:37:21 PM
100203 | RED01 | NO3+NO2, wf, FCC,NaR, DA | USGS-OK |  |  |  | 1/29/2018 9:18:28 AM
101238 | RED01 | THORIUM-230, WU,ALPHA SPEC (STL) | USDOI/USGS | Thorium-230, water, unfiltered @ 0.4 pCi/L, by alpha spectrometry (analysis by Severn-Trent Laboratory) |  | https://water.usgs.gov/XML/NWIS/4.10/ReferenceLists/MethodList.html | 3/13/2026 10:55:34 PM
101239 | RED02 | THORIUM-230, BS,ALPHA (EBERLINE) | USDOI/USGS | Thorium-230, bed sediment, by alpha spectrometry (analysis by Eberline Services) |  | https://water.usgs.gov/XML/NWIS/4.10/ReferenceLists/MethodList.html | 3/13/2026 10:55:34 PM
100237 | RED02 | NO3+NO2, wf, FCC,NaR, DA, LL | USGS-OK |  |  |  | 1/29/2018 9:18:51 AM
4762 | REDOX GW | Jurgens, Bryant C., McMahon, Peter B., Chapelle, Francis H., and Eberts, Sandra M. | USDOI/USGS | Excel® Workbook for Identifying Redox Processes in Ground Water ~ USGS . Jurgens, Bryant C., McMahon, Peter B., Chapelle, Francis H., and Eberts, Sandra M. |  | https://www.nemi.gov/methods/sams_method_summary/11932/ | 9/7/2023 5:37:20 PM
1202 | RI010 | Gamma-Ray Spectrometry | USDOE/ASD |  |  |  | 8/12/2006 11:50:00 PM
1203 | RI100 | Liquid Scintillation Instrumentation | USDOE/ASD |  |  |  | 8/12/2006 11:50:00 PM
100031 | RM8-10 | Diquat and Paraquat in sediment by spectrophotometry | CHEVRON |  |  |  | 6/1/2016 7:25:02 AM
1271 | RN-01 | Radon-222 in Air and Breath Samples | USDOE/EML |  |  |  | 8/12/2006 11:50:00 PM
100225 | ROE10 | ROE, wf, 180C, by weight (NWQL) | USGS-OK | MethodDescriptionText |  |  | 1/29/2018 9:18:30 AM
101331 | ROE10 | THORIUM-230, SS,ALPHA (EBERLINE) | USDOI/USGS | Thorium-230, suspended sediment, by alpha spectrometry (analysis by Eberline Services) |  | https://water.usgs.gov/XML/NWIS/4.10/ReferenceLists/MethodList.html | 3/13/2026 10:55:34 PM
100233 | RP | Gage height, reference point | USGS-OK | MethodDescriptionText |  |  | 1/29/2018 9:18:49 AM
1204 | RP230 | Iodine-129 in Aqueous Solutions | USDOE/ASD |  |  |  | 8/12/2006 11:50:00 PM
1205 | RP280 | Determination of Lead-210 in Water | USDOE/ASD |  |  |  | 8/12/2006 11:50:00 PM
1206 | RP300 | Ni-59 and Ni-63 in Aqueous Samples | USDOE/ASD |  |  |  | 8/12/2006 11:50:00 PM
1207 | RP330 | Niobium-93m and 94 in Aqueous Solutions | USDOE/ASD |  |  |  | 8/12/2006 11:50:00 PM
1208 | RP450 | Radium-226 in Aqueous Samples | USDOE/ASD | RP450 ~ DOE . Radium-226 in Aqueous Samples |  | https://www.nemi.gov/methods/method_summary/4776/ | 9/7/2023 5:37:18 PM
1209 | RP501(1) | Strontium in High Level Samples | USDOE/ASD |  |  |  | 8/12/2006 11:50:00 PM
1210 | RP510 | Strontium-90 in Dissolved Samples | USDOE/ASD |  |  |  | 8/12/2006 11:50:00 PM
1211 | RP520 | Strontium-90 in Soil, Water and Filter | USDOE/ASD |  |  |  | 8/12/2006 11:50:00 PM
1212 | RP530 | Selenium-79 in Aqueous Samples | USDOE/ASD | RP530 ~ DOE . Selenium-79 in Aqueous Samples |  | https://www.nemi.gov/methods/method_summary/4777/ | 9/7/2023 5:37:18 PM
1213 | RP550 | Technetium-99 Using Liquid Scintillation | USDOE/ASD |  |  |  | 8/12/2006 11:50:00 PM
1214 | RP570 | Thorium Isotopes by Radiochemistry | USDOE/ASD |  |  |  | 8/12/2006 11:50:00 PM
1215 | RP580 | Tritium by Distillation of Waters and Soils | USDOE/ASD |  |  |  | 8/12/2006 11:50:00 PM
1216 | RP710 | Gross Alpha and Beta Activity | USDOE/ASD | RP710 ~ DOE . Gross Alpha and Beta Activity |  | https://www.nemi.gov/methods/method_summary/4778/ | 9/7/2023 5:37:18 PM
1217 | RP720 | Gross Alpha, Beta and Tritium in Water | USDOE/ASD |  |  |  | 8/12/2006 11:50:00 PM
1218 | RP725 | Group Actinide Screening by Extraction | USDOE/ASD |  |  |  | 8/12/2006 11:50:00 PM
1219 | RP730 | Gross Gamma Screening for Matrices | USDOE/ASD |  |  |  | 8/12/2006 11:50:00 PM
1220 | RP735 | Determination of Total Fissile Content | USDOE/ASD |  |  |  | 8/12/2006 11:50:00 PM
1221 | RS100 | Radionuclides by Borehole Logging | USDOE/ASD |  |  |  | 8/12/2006 11:50:00 PM
1222 | RS551 | Isolation of Technetium-99 by Anion Exchange | USDOE/ASD |  |  |  | 8/12/2006 11:50:00 PM
100091 | RSK-175 | Analysis for Dissolved Methane, Ethane, and Ethylene in Ground Water | USEPA | URL: http://http://pastechnology.weebly.com/uploads/4/2/6/8/4268497/dissolved_gases_in_water_epa_rsk-175_ht3.pdf |  |  | 6/1/2016 7:25:03 AM
2816 | S-001-1 | Semivolatiles in Water by CS2 Extraction | USEPA |  |  |  | 8/12/2006 11:50:00 PM
2817 | S-002-1 | Field Screening Semivolatiles in Water | USEPA |  |  |  | 8/12/2006 11:50:00 PM
2818 | S-003-1 | Semivolatiles in Soil (MeCl2 Extraction) | USEPA |  |  |  | 8/12/2006 11:50:00 PM
2819 | S-004-1 | Field Screening Semivolatiles in Soil | USEPA |  |  |  | 8/12/2006 11:50:00 PM
101150 | S-9.20 | WREP-125 ~ S-9.20; Soil Organic Matter by Loss On Ignition Method | WREP-125 | Gavlack, R., Horneck, D., Miller, R., Soil, Plant, and Water Reference Methods for the Western Region. 3rd Edition. WREP-125, 2005. P.144-145 |  |  | 11/18/2024 5:21:34 PM
100350 | S0116 | Selenium, wf, FIorCF-hydride-AAS | USGS-OK | MethodDescriptionText |  |  | 3/16/2018 7:40:22 AM
100351 | S0117 | Selenium, wu, FIorCF-hydride-AAS | USGS-OK | MethodDescriptionText |  |  | 3/16/2018 7:40:22 AM
101395 | S249 | Carbon dioxide | USEPA | NIOSH-validated method used to measure worker exposure to carbon dioxide ( ) in workplace atmospheres |  |  | 3/26/2026 8:24:16 AM
1223 | SA010 | VOCs in Headspace Gas with Manifold | USDOE/ASD |  |  |  | 8/12/2006 11:50:00 PM
1224 | SA011 | VOCs in Headspace Gas using SUMMA Canisters | USDOE/ASD |  |  |  | 8/12/2006 11:50:00 PM
5072 | SAGWMD | Statistical Analysis of Groundwater Monitoring Data at RCRA Facilities - Unified Guidance | USEPA | Statistical Analysis of Groundwater Monitoring Data at RCRA Facilities - Unified Guidance ~ EPA . USEPA |  | https://www.nemi.gov/methods/sams_method_summary/11942/ | 9/7/2023 5:37:21 PM
100751 | Samp-U | Uranium and Radium in Water | USDOE/EML |  |  |  | 10/20/2021 8:42:12 AM
4742 | SAMP-U,RA | SAMP U,RA ~ Uranium and Radium in Water | USDOE/EML | Samp-U,Ra ~ DOE EML . Uranium and Radium in Water |  | https://www.nemi.gov/methods/method_summary/4856/ | 9/7/2023 5:37:20 PM
100188 | SC001 | Specific conductance sensor | USGS-OK | MethodDescriptionText |  |  | 1/29/2018 9:18:21 AM
101250 | SC001 | THORIUM-230, WF, ALPHA SPEC | USDOI/USGS | Thorium-230, water, filtered, pCi/L, by alpha spectrometry |  | https://water.usgs.gov/XML/NWIS/4.10/ReferenceLists/MethodList.html | 3/13/2026 10:55:34 PM
101411 | SC003 | Specific cond, field (NRP/CO) | USDOI/USGS | Specific conductance, water, field, electrometry (NRP @ CO WSC) |  |  | 4/18/2026 4:06:50 AM
100290 | SC003 | Specific cond, field (NRP & CO) | USGS-OK | MethodDescriptionText |  |  | 3/16/2018 7:16:20 AM
101069 | SDRU_WQ02 | SDRU_WQ02 | USDA/ARS | https://www.nrrig.mwa.ars.usda.gov/st40_javascript/methods.aspx?methodstring=SDRU_WQ02 |  |  | 7/12/2023 12:03:30 AM
101070 | SDRU_WQ03 | https://www.nrrig.mwa.ars.usda.gov/st40_javascript/methods.aspx?methodstring=SDRU_WQ03 | USDA/ARS | https://www.nrrig.mwa.ars.usda.gov/st40_javascript/methods.aspx?methodstring=SDRU_WQ07 |  |  | 7/12/2023 12:03:30 AM
101071 | SDRU_WQ04 | https://www.nrrig.mwa.ars.usda.gov/st40_javascript/methods.aspx?methodstring=SDRU_WQ04 | USDA/ARS | https://www.nrrig.mwa.ars.usda.gov/st40_javascript/methods.aspx?methodstring=SDRU_WQ06 |  |  | 7/12/2023 12:03:30 AM
101026 | SDRU_WQ06 | https://www.nrrig.mwa.ars.usda.gov/st40_javascript/methods.aspx?methodstring=SDRU_WQ06 | USDA/ARS | https://www.nrrig.mwa.ars.usda.gov/st40_javascript/methods.aspx?methodstring=SDRU_WQ06 |  |  | 6/29/2023 2:59:23 AM
101027 | SDRU_WQ07 | https://www.nrrig.mwa.ars.usda.gov/st40_javascript/methods.aspx?methodstring=SDRU_WQ07 | USDA/ARS | https://www.nrrig.mwa.ars.usda.gov/st40_javascript/methods.aspx?methodstring=SDRU_WQ07 |  |  | 6/29/2023 2:59:23 AM
101028 | SDRU_WQ11 | https://www.nrrig.mwa.ars.usda.gov/st40_javascript/methods.aspx?methodstring=SDRU_WQ11 | USDA/ARS | https://www.nrrig.mwa.ars.usda.gov/st40_javascript/methods.aspx?methodstring=SDRU_WQ11 |  |  | 6/29/2023 2:59:23 AM
1272 | SE-01 | Isotopic Uranium and Radium-226 | USDOE/EML |  |  |  | 8/12/2006 11:50:00 PM
4743 | SE-03 | Americium, Plutonium and Uranium in Water | USDOE/EML | Se-03 ~ DOE EML . Americium, Plutonium and Uranium in Water |  | https://www.nemi.gov/methods/method_summary/4854/ | 9/7/2023 5:37:20 PM
101089 | SECCH | Secchi disk method | USGS-OK | MethodDescriptionText |  |  | 10/15/2023 4:24:04 AM
101251 | SED02 | THORIUM-232, BED SED,ALPHA (STL) | USDOI/USGS | Thorium-232, bed sediment, by alpha spectrometry (analysis by Severn-Trent Laboratory) |  | https://water.usgs.gov/XML/NWIS/4.10/ReferenceLists/MethodList.html | 3/13/2026 10:55:34 PM
100317 | SED02 | Dry sieve | USGS-OK | MethodDescriptionText |  |  | 3/16/2018 7:19:35 AM
100353 | SED06 | Pipet | USGS-OK | MethodDescriptionText |  |  | 3/16/2018 7:40:28 AM
101252 | SED09 | THORIUM-232, SUS SED,ALPHA (STL) | USDOI/USGS | Thorium-232, suspended sediment, by alpha spectrometry (analysis by Severn-Trent Laboratory) |  | https://water.usgs.gov/XML/NWIS/4.10/ReferenceLists/MethodList.html | 3/13/2026 10:55:34 PM
101105 | SED09 | Sediment conc by evaporation | USGS-OK | MethodDescriptionText |  |  | 12/14/2023 4:52:42 AM
101253 | SED10 | THORIUM-232, WF,ALPHA SPEC (STL) | USDOI/USGS | Thorium-232, water, filtered, @ 1.0 pCi/L, by alpha spectrometry (analysis by Severn-Trent Laboratory) |  | https://water.usgs.gov/XML/NWIS/4.10/ReferenceLists/MethodList.html | 3/13/2026 10:55:34 PM
100189 | SED10 | Sediment conc by filtration | USGS-OK | MethodDescriptionText |  |  | 1/29/2018 9:18:21 AM
100228 | SED16 | Sediment conc from size analysis | USGS-OK |  |  |  | 1/29/2018 9:18:34 AM
101254 | SED16 | THORIUM-232, WU,ALPHA SPEC (STL) | USDOI/USGS | Thorium-232, water, unfiltered @ 0.4 pCi/L, by alpha spectrometry (analysis by Severn-Trent Laboratory) |  | https://water.usgs.gov/XML/NWIS/4.10/ReferenceLists/MethodList.html | 3/13/2026 10:55:34 PM
100354 | SED29 | V A tube | USGS-OK | MethodDescriptionText |  |  | 3/16/2018 7:40:28 AM
100227 | SED30 | Wet sieve | USGS-OK | MethodDescriptionText |  |  | 1/29/2018 9:18:34 AM
101255 | SED30 | THORIUM-232, BS,ALPHA (EBERLINE) | USDOI/USGS | Thorium-232, bed sediment, by alpha spectrometry (analysis by Eberline Services) |  | https://water.usgs.gov/XML/NWIS/4.10/ReferenceLists/MethodList.html | 3/13/2026 10:55:34 PM
100922 | SFAM01.1 | SFAM01.1 ~ USEPA; Superfund Analytical Methods (SFAM01.1) | USEPA | SFAM01.1 ~ USEPA . https://www.epa.gov/clp/superfund-analytical-methods-sfam011 The Superfund CLP Organic and Inorganic analytical services are presented in the Superfund Analytical Methods (SFAM01.1) Statement of Work (SOW). This SOW defines the analytical methods for the isolation, detection, and quantitative measurement of 54 Trace Volatiles [5 analytes by Selected Ion Monitoring (SIM)], 54 Low/Medium Volatiles, 71 Semivolatiles (20 analytes by SIM), 21 Pesticides, 9 Aroclors, 23 metals (including Mercury), Cyanide, Anions, Hexavalent Chromium, and Total Organic Carbon (TOC) in aqueous/water, soil/sediment, waste, or wipe samples as applicable. In addition, the SOW specifies procedures for percent solids, pH and the leaching of samples by the Toxicity Characteristic Leaching Procedures (TCLP) and the Synthetic Precipitation Leaching Procedure (SPLP). |  |  | 9/7/2023 5:37:21 PM
2820 | SFSAS_1 | Total Organic Carbon in Sediment | USEPA |  |  |  | 8/12/2006 11:50:00 PM
2821 | SFSAS_10 | Phenols in Sediment | USEPA |  |  |  | 8/12/2006 11:50:00 PM
2822 | SFSAS_11 | Mercury in Sediment | USEPA |  |  |  | 8/12/2006 11:50:00 PM
2823 | SFSAS_12 | Mercury in Fish | USEPA |  |  |  | 8/12/2006 11:50:00 PM
2824 | SFSAS_13 | Metals in Sediment | USEPA |  |  |  | 8/12/2006 11:50:00 PM
2825 | SFSAS_14 | Metals in Fish | USEPA |  |  |  | 8/12/2006 11:50:00 PM
2826 | SFSAS_15 | Arsenic and Selenium in Sediment | USEPA |  |  |  | 8/12/2006 11:50:00 PM
2827 | SFSAS_16 | Organics in Sediment | USEPA |  |  |  | 8/12/2006 11:50:00 PM
2828 | SFSAS_17 | Ethylene Glycol in Water | USEPA |  |  |  | 8/12/2006 11:50:00 PM
2829 | SFSAS_18 | Total Organic Carbon in Water | USEPA |  |  |  | 8/12/2006 11:50:00 PM
2830 | SFSAS_19 | Total Organic Carbon in Sediment | USEPA |  |  |  | 8/12/2006 11:50:00 PM
2831 | SFSAS_2 | PCBs in Transformer Fluid and Waste Oil | USEPA |  |  |  | 8/12/2006 11:50:00 PM
2832 | SFSAS_20 | Total Phosphates in Water | USEPA |  |  |  | 8/12/2006 11:50:00 PM
2833 | SFSAS_21 | Soil Volume by Volumetric Method | USEPA |  |  |  | 8/12/2006 11:50:00 PM
2834 | SFSAS_22 | Soil Volume by Displacement Method | USEPA |  |  |  | 8/12/2006 11:50:00 PM
2835 | SFSAS_23 | Flow of Water Through Soil | USEPA |  |  |  | 8/12/2006 11:50:00 PM
2836 | SFSAS_24 | Permeability of Cohesionless Soil | USEPA |  |  |  | 8/12/2006 11:50:00 PM
2837 | SFSAS_25 | Permeability of Soil | USEPA |  |  |  | 8/12/2006 11:50:00 PM
2838 | SFSAS_26 | Permeability of Soil with Back Pressure | USEPA |  |  |  | 8/12/2006 11:50:00 PM
2839 | SFSAS_27 | Permeability of Soil with Consolidometer | USEPA |  |  |  | 8/12/2006 11:50:00 PM
2840 | SFSAS_28 | Permeability of Soil Using Constant-Head | USEPA |  |  |  | 8/12/2006 11:50:00 PM
2841 | SFSAS_29 | Organics in Biological Tissue | USEPA |  |  |  | 8/12/2006 11:50:00 PM
2842 | SFSAS_3 | Chlorinated Pesticides in Sediments | USEPA |  |  |  | 8/12/2006 11:50:00 PM
2843 | SFSAS_4 | Chlorinated Pesticides in Fish | USEPA |  |  |  | 8/12/2006 11:50:00 PM
2844 | SFSAS_5 | Purgeable Organics in Fish | USEPA |  |  |  | 8/12/2006 11:50:00 PM
2845 | SFSAS_6 | Organics in Fish | USEPA |  |  |  | 8/12/2006 11:50:00 PM
2846 | SFSAS_7 | Purgeable Organics in Sediment | USEPA |  |  |  | 8/12/2006 11:50:00 PM
2847 | SFSAS_8 | Cyanide in Sediment | USEPA |  |  |  | 8/12/2006 11:50:00 PM
2848 | SFSAS_9 | Cyanide in Fish | USEPA |  |  |  | 8/12/2006 11:50:00 PM
100896 | SGS_AXYS1 | EPAmethod1694 revised | SGS_AXYS | SGS AXYS Method MLA-075: analysis of pharmaceutical and personal care products and hormones in solid, aqueous, tissue and pocis samples by LC-MS/MS. |  |  | 3/23/2022 3:38:53 PM
100897 | SGS_AXYS2 | SGS AXYS MLA-080 | SGS_AXYS | SGS AXYS Method MLA-080: analytical procedure for the analysis of alkylphenols and alkylphenol ethoxylates in tissue by LC-MS/MS. |  |  | 3/23/2022 3:38:53 PM
100898 | SGS_AXYS3 | SGS AXYS MLA-115 | SGS_AXYS | SGS AXYS Method MLA-115: analytical method for the determination of triclosan and methyl triclosan in tissues by GC/HRMS. |  |  | 3/23/2022 3:38:53 PM
101269 | SHC02 | COLORIMETRY, SALICYLATE-HYPOCHLORITE, DA | USDOI/USGS | a propriety analytical method for measuring ammonia in filtered water using a discrete analyzer with a salicylate colorimetric technique |  | https://pubs.usgs.gov/sir/2016/5129/sir20165129.pdf | 3/13/2026 10:55:34 PM
100208 | SHC02 | Ammonia, wf, DA sal/hypo (NWQL) | USGS-OK | MethodDescriptionText |  |  | 1/29/2018 9:18:28 AM
5062 | SIMILARITY ANALYSIS | Mean Similarity Analysis ~ EPA ; Van Sickle, J. | USEPA | Mean Similarity Analysis ~ EPA . Van Sickle, J. |  | https://www.nemi.gov/methods/sams_method_summary/11953/ | 9/7/2023 5:37:21 PM
5091 | SIMPLATE | SimPlate for HPC | IDEXX | SimPlate ~ IDEXX . SimPlate for HPC |  | https://www.nemi.gov/methods/method_summary/5591/ | 9/7/2023 5:37:21 PM
100200 | SLD04 | Sus solids, wat, 105C,wt (NWQL) | USGS-OK | MethodDescriptionText |  |  | 1/29/2018 9:18:28 AM
101270 | SLD04 | THORIUM-232, WF,ALPHA (EBERLINE) | USDOI/USGS | Thorium-232, water, filtered, by alpha spectrometry (analysis by Eberline Services) |  | https://water.usgs.gov/XML/NWIS/4.10/ReferenceLists/MethodList.html | 3/13/2026 10:55:34 PM
3209 | SM2310B | SM2310 B ~ Acidity in water by titration | APHA_SM20ED |  |  |  | 6/26/2019 4:12:51 PM
3210 | SM2310B4a | SM2310 B4a ~ Hot Peroxide Acidity | APHA_SM20ED |  |  |  | 6/26/2019 4:12:51 PM
3211 | SM2310B4d | SM2310 B4d ~ Phenolphthalein acidity, methyl orange acidity | APHA_SM20ED |  |  |  | 6/26/2019 4:12:51 PM
4966 | SMWR | SMWR ~ Statistical Methods in Water Resources ~ USGS ; Helsel, D.R. and Hirsch, R.M. | USDOI/USGS | Statistical Methods in Water Resources ~ USGS . Helsel, D.R. and Hirsch, R.M. |  | https://www.nemi.gov/methods/sams_method_summary/11941/ | 9/7/2023 5:37:20 PM
100451 | SNIF2 | H2S sniff test, unacidified samp | USGS-OK | MethodDescriptionText |  |  | 7/23/2018 11:54:30 AM
101412 | SOM01.1 | Analytical Method For The Analysis Of Aroclors | USEPA | Solvent extraction and cleanup followed by dual-column capillary GC/ECD analysis. |  |  | 4/18/2026 4:06:50 AM
101133 | SOM01.2_AROCLOR | Aroclors in water and soil by dual column GC/ECD | USEPA | EPA Superfund Organic Methods 1.2 (https://nepis.epa.gov/Exe/ZyPURL.cgi?Dockey=P100GLDS.TXT) |  | https://nepis.epa.gov/Exe/ZyPDF.cgi/P100GLDS.PDF?Dockey=P100GLDS.PDF | 6/25/2024 7:19:50 PM
101134 | SOM01.2_PEST | Pesticides in water and soil by dual column GC/ECD | USEPA | EPA Superfund Organic Methods 1.2 (https://nepis.epa.gov/Exe/ZyPURL.cgi?Dockey=P100GLDS.TXT) |  | https://nepis.epa.gov/Exe/ZyPDF.cgi/P100GLDS.PDF?Dockey=P100GLDS.PDF | 6/25/2024 7:19:50 PM
101135 | SOM01.2_SVOC | Semivolatile organics in water and soil by GC/MS | USEPA | EPA Superfund Organic Methods 1.2 (https://nepis.epa.gov/Exe/ZyPURL.cgi?Dockey=P100GLDS.TXT) |  | https://nepis.epa.gov/Exe/ZyPDF.cgi/P100GLDS.PDF?Dockey=P100GLDS.PDF | 6/25/2024 7:19:50 PM
101136 | SOM01.2_TRVOC | Trace concentrations of volatile organics in water by purge-and-trap, GC/MS | USEPA | EPA Superfund Organic Methods 1.2 (https://nepis.epa.gov/Exe/ZyPURL.cgi?Dockey=P100GLDS.TXT) |  | https://nepis.epa.gov/Exe/ZyPDF.cgi/P100GLDS.PDF?Dockey=P100GLDS.PDF | 6/25/2024 7:19:50 PM
101137 | SOM01.2_VOC | Volatile organics in water and soil by purge-and-trap, GC/MS | USEPA | EPA Superfund Organic Methods 1.2 (https://nepis.epa.gov/Exe/ZyPURL.cgi?Dockey=P100GLDS.TXT) |  | https://nepis.epa.gov/Exe/ZyPDF.cgi/P100GLDS.PDF?Dockey=P100GLDS.PDF | 6/25/2024 7:19:50 PM
101138 | SOM02.2_AROCLOR | Aroclors in water and soil by dual column GC/ECD | USEPA | EPA Superfund Organic Methods 2.2 |  | https://www.epa.gov/sites/default/files/2015-03/documents/som22d.pdf | 6/25/2024 7:19:50 PM
101139 | SOM02.2_GENORG | General organics by gravimetry | USEPA | EPA Superfund Organic Methods 2.2 |  | https://www.epa.gov/sites/default/files/2015-03/documents/som22d.pdf | 6/25/2024 7:19:50 PM
101140 | SOM02.2_LMVOC | Low/medium concentrations of volatile organics in water by purge-and-trap, GC/MS | USEPA | EPA Superfund Organic Methods 2.2 |  | https://www.epa.gov/sites/default/files/2015-03/documents/som22d.pdf | 6/25/2024 7:19:50 PM
101141 | SOM02.2_PEST | Pesticides in water and soil by dual column GC/ECD | USEPA | EPA Superfund Organic Methods 2.2 |  | https://www.epa.gov/sites/default/files/2015-03/documents/som22d.pdf | 6/25/2024 7:19:50 PM
101142 | SOM02.2_SVOC | Semivolatile organics in water and soil by GC/MS | USEPA | EPA Superfund Organic Methods 2.2 |  | https://www.epa.gov/sites/default/files/2015-03/documents/som22d.pdf | 6/25/2024 7:19:50 PM
101143 | SOM02.2_TRVOC | Trace concentrations of volatile organics in water by purge-and-trap, GC/MS | USEPA | EPA Superfund Organic Methods 2.2 |  | https://www.epa.gov/sites/default/files/2015-03/documents/som22d.pdf | 6/25/2024 7:19:50 PM
101144 | SOM02.2_VOC | Volatile organics in water and soil by purge-and-trap, GC/MS | USEPA | EPA Superfund Organic Methods 2.2 |  | https://www.epa.gov/sites/default/files/2015-03/documents/som22d.pdf | 6/25/2024 7:19:50 PM
4962 | SPARROW (SOFT) | SPARROW, SPAtially Referenced Regression on Watershed (software) | USDOI/USGS | SPARROW, SPAtially Referenced Regression on Watershed Attributes (software) ~ USGS NAWQA . Preston, S.D., and Alexander, R.B. |  | https://www.nemi.gov/methods/sams_method_summary/11933/ | 9/7/2023 5:37:20 PM
4963 | SPARROW (WEB) | SPARROW, SPAtially Referenced Regression on Watershed (website) | USDOI/USGS | SPARROW, SPAtially Referenced Regression on Watershed Attributes (website) ~ USGS NAWQA . Preston, S.D., and Alexander, R.B. |  | https://www.nemi.gov/methods/sams_method_summary/11965/ | 9/7/2023 5:37:20 PM
5071 | SPATIAL SURVEY | spsurvey: Spatial Survey Design and Analysis ~ EPA ; Kincaid, T. and Olsen, A.R. | USEPA | spsurvey: Spatial Survey Design and Analysis ~ EPA . Kincaid, T. and Olsen, A.R. |  | https://www.nemi.gov/methods/sams_method_summary/11950/ | 9/7/2023 5:37:21 PM
4964 | SPMD DATA COLLECTION | Passive monitoring for organic contaminants in water using semipermeable membrane devices (SPMDs) | USDOI/USGS | SPMD Data Collection ~ USGS . Passive monitoring for organic contaminants in water using semipermeable membrane devices (SPMDs) |  | https://www.nemi.gov/methods/method_summary/9915/ | 9/7/2023 5:37:20 PM
4965 | SPMDS | Passive sampling of organic compounds in water, air, and soil/sediment by SPMDs | USDOI/USGS | SPMDs ~ USGS . Passive sampling of organic compounds in water, air, and soil/sediment by SPMDs |  | https://www.nemi.gov/methods/method_summary/9973/ | 9/7/2023 5:37:20 PM
100134 | SPMM | Stream Periphyton Monitoring Manual | NZME-NIWA | https://www.niwa.co.nz/freshwater/management-tools/ecological-monitoring/stream-periphyton-monitoring-manual |  |  | 9/22/2016 9:02:08 AM
2849 | SR-01 | Radiostrontium in Food Ash and Solids | USEPA |  |  |  | 8/12/2006 11:50:00 PM
1273 | SR-01(A) | SR-01 A ~ Strontium | USDOE/EML |  |  |  | 6/26/2019 4:12:47 PM
1274 | SR-01(SCN) | SR-01 SCN ~ Strontium-89 | USDOE/EML |  |  |  | 6/26/2019 4:12:47 PM
1275 | SR-02 | SR-02 ~ Strontium-90 | USDOE/EML |  |  |  | 4/29/2022 6:25:58 AM
2850 | SR-02 | SR-02 ~ Radiostrontium in Milk | USEPA |  |  |  | 4/29/2022 6:25:58 AM
2851 | SR-03 | Strontium-90 in Urine | USEPA |  |  |  | 8/12/2006 11:50:00 PM
4744 | SR-03-RC | SR-03 RC ~ Strontium-90 in Environmental Matrices | USDOE/EML | Sr-03-RC ~ DOE EML . Strontium-90 in Environmental Matrices |  | https://www.nemi.gov/methods/method_summary/4850/ | 9/7/2023 5:37:20 PM
2852 | SR-04 | Radiostrontium in Aqueous Media | USEPA |  |  |  | 8/12/2006 11:50:00 PM
4745 | SR-04-RC | SR-04 RC ~ Strontium-90 in Water Containing Other Radioisotopes by Cerenkov Counting | USDOE/EML | Sr-04-RC ~ DOE EML . Strontium-90 in Water Containing Other Radioisotopes by Cerenkov Counting |  | https://www.nemi.gov/methods/method_summary/4851/ | 9/7/2023 5:37:20 PM
100355 | SSM01 | Alkalinity, IPT, Hach, SSM | USGS-OK | MethodDescriptionText |  |  | 3/16/2018 7:40:33 AM
101262 | SSM01 | THORIUM-232, WU,ALPHA (EBERLINE) | USDOI/USGS | Thorium-232, water, unfiltered, by alpha spectrometry (analysis by Eberline Services) |  | https://water.usgs.gov/XML/NWIS/4.10/ReferenceLists/MethodList.html | 3/13/2026 10:55:34 PM
100486 | Stack Sampling | Stack Sampling | PACE LABS | https://www.pacelabs.com/assets/documents/Environmental/capabilities-2015.pdf |  |  | 6/26/2019 4:12:42 PM
101087 | STAF1 | Gage height, low-precision staff | USGS-OK |  |  |  | 9/14/2023 7:58:43 PM
100232 | STAFF | Gage height, staff gage | USGS-OK | MethodDescriptionText |  |  | 1/29/2018 9:18:41 AM
5215 | STATISTICAL METHODS | Using Statistical Methods for Water Quality Management ~ NIWA ; McBride, Graham B. | NIWA | Using Statistical Methods for Water Quality Management ~ NIWA . McBride, Graham B. |  | https://www.nemi.gov/methods/sams_method_summary/11946/ | 9/7/2023 5:37:21 PM
5073 | STATISTICAL PRIMER | Statistical Primer ~ EPA ; U.S. Environmental Protection and Leska Fore | USEPA | Statistical Primer ~ EPA . U.S. Environmental Protection and Leska Fore |  | https://www.nemi.gov/methods/sams_method_summary/11936/ | 9/7/2023 5:37:21 PM
4956 | STATISTICS (PROGRAM) | OPR-PPR, a Computer Program for Assessing Data Importance to Model Predictions Using Linear Statistics (program) | USDOI/USGS | OPR-PPR, a Computer Program for Assessing Data Importance to Model Predictions Using Linear Statistics (program) ~ USGS . Tonkin, M.J., Tiedeman C. R., Ely D.M., and Hill M.C. |  | https://www.nemi.gov/methods/sams_method_summary/11394/ | 9/7/2023 5:37:20 PM
4957 | STATISTICS (REPORT) | OPR-PPR, a Computer Program for Assessing Data Importance to Model Predictions Using Linear Statistics (report) | USDOI/USGS | OPR-PPR, a Computer Program for Assessing Data Importance to Model Predictions Using Linear Statistics (report) ~ USGS . Tonkin, M.J., Tiedeman C. R., Ely D.M., and Hill M.C. |  | https://www.nemi.gov/methods/sams_method_summary/11923/ | 9/7/2023 5:37:20 PM
5229 | STATISTICS FOR ESM | Statistics for Environmental Science and Management ~ WEST Inc | WEST INC | Statistics for Environmental Science and Management ~ WEST Inc . Manly, Bryan F.J. |  | https://www.nemi.gov/methods/sams_method_summary/11948/ | 9/7/2023 5:37:21 PM
100742 | STI 001 | STI 001, molecular analysis instruments | SYAGEN |  |  |  | 10/20/2021 8:42:12 AM
5095 | STORM DISCHARGE EST | Estimating storm discharge and water quality data uncertainty: A software tool | USDA | Estimating storm discharge and water quality data uncertainty: A software tool for monitoring and modeling applications. ~ USDA-ARS . Harmel, R.D., D.R. Smith, K.W. King, and R.M. Slade |  | https://www.nemi.gov/methods/sams_method_summary/11940/ | 9/7/2023 5:37:21 PM
100319 | STRAN | Gage height, subm press trans | USGS-OK | MethodDescriptionText |  |  | 3/16/2018 7:20:21 AM
4960 | STREAM HABITAT | Revised Methods for Characterizing Stream Habitat in the National Water-Quality Assessment Program | USDOI/USGS | Revised Methods for Characterizing Stream Habitat in the National Water-Quality Assessment Program ~ USGS NAWQA . Fitzpatrick, F.A., Waite, I.R., D'Arconte, P.J., Meador, M.R., Maupin, M.A., and Gurtz, M.E. |  | https://www.nemi.gov/methods/sams_method_summary/11935/ | 9/7/2023 5:37:20 PM
4748 | STREAM METABOLISM | Automated Routines for Calculating Whole-Stream Metabolism: Theoretical Background and User Guide | USDOI/USGS | Automated Routines for Calculating Whole-Stream Metabolism: Theoretical Background and User's Guide ~ USGS . Bales, J.D., and Nardi, M.R. |  | https://www.nemi.gov/methods/sams_method_summary/11930/ | 9/7/2023 5:37:20 PM
4967 | STREAM METABOLSM PRG | Stream Metabolism Program | USDOI/USGS | Stream Metabolism Program ~ USGS . Bales, J.D., and Nardi, M.R. |  | https://www.nemi.gov/methods/sams_method_summary/11931/ | 9/7/2023 5:37:20 PM
5223 | SWAN AMI TURBIWELL | Turbidity of water by Turbidimeter | SWAN ANALYTISCHE | SWAN AMI Turbiwell ~ SWAN Analytische . Turbidity of water by Turbidimeter |  | https://www.nemi.gov/methods/method_summary/10618/ | 9/7/2023 5:37:21 PM
5074 | T2 MYCO | Mycotoxin (T-2) by LC/APCI-MS | USEPA | T2 Myco ~ EPA-OW . Mycotoxin (T-2) by LC/APCI-MS |  | https://www.nemi.gov/methods/method_summary/10931/ | 9/7/2023 5:37:21 PM
890 | TB_253 | Measurement of Water Color | NCASI |  |  |  | 8/12/2006 11:50:00 PM
100427 | TBD01 | Turbidity, by turbidimeter | USGS-OK | MethodDescriptionText |  |  | 7/19/2018 4:06:41 PM
1276 | TC-01 | Technetium-99 | USDOE/EML |  |  |  | 8/12/2006 11:50:00 PM
4746 | TC-02-RC | TC-02 RC ~ Technetium-99 in Water - TEVA Resin | USDOE/EML | Tc-02-RC ~ DOE EML . Technetium-99 in Water - TEVA Resin |  | https://www.nemi.gov/methods/method_summary/4852/ | 9/7/2023 5:37:20 PM
5075 | TEST METHOD 100.1 | 10-d Survival and Growth Test for Sediments using Hyallela azteca | USEPA | Test Method 100.1 ~ EPA-ORD / EPA-OST . 10-d Survival and Growth Test for Sediments using Hyallela azteca |  | https://www.nemi.gov/methods/method_summary/9325/ | 9/7/2023 5:37:21 PM
5076 | TEST METHOD 100.3 | Bioaccumulation Test for Sediments Using Lumbriculus variegatus | USEPA | Test Method 100.3 ~ EPA-ORD / EPA-OST . Bioaccumulation Test for Sediments Using Lumbriculus variegatus |  | https://www.nemi.gov/methods/method_summary/9300/ | 9/7/2023 5:37:21 PM
5077 | TEST METHOD 100.5 | Life Cycle Test for Measuring the Effects of Sediment-associated Contaminants on Midge (Chironomus tentans) | USEPA | Test Method 100.5 ~ EPA-ORD / EPA-OST . Life Cycle Test for Measuring the Effects of Sediment-associated Contaminants on Midge (Chironomus tentans) |  | https://www.nemi.gov/methods/method_summary/9323/ | 9/7/2023 5:37:21 PM
5078 | TEST METHOD 1000.0 | Larval Survival and Growth Test using Fathead Minnow | USEPA | Test Method 1000.0 ~ EPA-OW . Larval Survival and Growth Test using Fathead Minnow |  | https://www.nemi.gov/methods/method_summary/9320/ | 9/7/2023 5:37:21 PM
100092 | TEST METHOD 1001.0 | Embryo-larval survival and teratogenicity test using Fathead minnow <i>Pimephales promelas</i> | USEPA |  |  | https://www.nemi.gov/methods/method_summary/9939/ | 6/1/2016 7:25:03 AM
5079 | TEST METHOD 1002.0 | Survival and Reproduction Test using Daphnids | USEPA | Test Method 1002.0 ~ EPA-OW . Survival and Reproduction Test using Daphnids |  | https://www.nemi.gov/methods/method_summary/9321/ | 9/7/2023 5:37:21 PM
5080 | TEST METHOD 1003.0 | Green Algae, Selenastrum capricornutum, Growth Test. | USEPA | Test Method 1003.0 ~ EPA-OW . Green Algae, Selenastrum capricornutum, Growth Test. |  | https://www.nemi.gov/methods/method_summary/9316/ | 9/7/2023 5:37:21 PM
5081 | TEST METHOD 1004.0 | Larval Survival and Growth Test using Sheepshead Minnow | USEPA | Test Method 1004.0 ~ EPA-OW . Larval Survival and Growth Test using Sheepshead Minnow |  | https://www.nemi.gov/methods/method_summary/9303/ | 9/7/2023 5:37:21 PM
5082 | TEST METHOD 1006.0 | Larval Survival and Growth Test for Waters Using Inland Silverside | USEPA | Test Method 1006.0 ~ EPA-OW . Larval Survival and Growth Test for Waters Using Inland Silverside |  | https://www.nemi.gov/methods/method_summary/9302/ | 9/7/2023 5:37:21 PM
5083 | TEST METHOD 2000.0 | Acute Toxicity Test for Waters Using Fathead Minnow | USEPA | Test Method 2000.0 ~ EPA-OW . Acute Toxicity Test for Waters Using Fathead Minnow |  | https://www.nemi.gov/methods/method_summary/9297/ | 9/7/2023 5:37:21 PM
5084 | TEST METHOD 2002.0 | Acute Toxicity Tests with Effluents and Receiving Waters using Ceriodaphnia dubia | USEPA | Test Method 2002.0 ~ EPA-OW . Acute Toxicity Tests with Effluents and Receiving Waters using Ceriodaphnia dubia |  | https://www.nemi.gov/methods/method_summary/9319/ | 9/7/2023 5:37:21 PM
5085 | TEST METHOD 2004.0 | Acute Toxicity Tests with Effluents and Receiving Waters using Sheepshead minnow | USEPA | Test Method 2004.0 ~ EPA-OW . Acute Toxicity Tests with Effluents and Receiving Waters using Sheepshead minnow |  | https://www.nemi.gov/methods/method_summary/9324/ | 9/7/2023 5:37:21 PM
5086 | TEST METHOD 2006.0 | Acute Toxicity Tests with Effluents and Receiving Waters using the Silverside | USEPA | Test Method 2006.0 ~ EPA-OW . Acute Toxicity Tests with Effluents and Receiving Waters using the Silverside |  | https://www.nemi.gov/methods/method_summary/9315/ | 9/7/2023 5:37:21 PM
5087 | TEST METHOD 2019.0 | Acute Toxicity Tests for Waters Using Rainbow Trout and Brook Trout | USEPA | Test Method 2019.0 ~ EPA-OW . Acute Toxicity Tests for Waters Using Rainbow Trout and Brook Trout |  | https://www.nemi.gov/methods/method_summary/9304/ | 9/7/2023 5:37:21 PM
5088 | TEST METHOD 2021.0 | Acute Toxicity Tests with Effluents and Receiving Waters using Daphnia | USEPA | Test Method 2021.0 ~ EPA-OW . Acute Toxicity Tests with Effluents and Receiving Waters using Daphnia |  | https://www.nemi.gov/methods/method_summary/9322/ | 9/7/2023 5:37:21 PM
1277 | TH-01 | TH-01 ~ Thorium in Urine | USDOE/EML |  |  |  | 4/29/2022 6:25:58 AM
2853 | TH-01 | TH-01 ~ Thorium-234 Tracer Solution | USEPA |  |  |  | 4/29/2022 6:25:58 AM
100186 | THM01 | Temperature, water, thermistor | USGS-OK | MethodDescriptionText |  |  | 1/29/2018 9:18:21 AM
101240 | THM01 | GROSS ALPHA, U(NATURAL), SUS SED | USDOI/USGS | Uranium Curve, Gross Alpha, SUS |  | https://water.usgs.gov/XML/NWIS/4.10/ReferenceLists/MethodList.html | 3/13/2026 10:55:34 PM
101241 | THM02 | URANIUM-234, BED SED,ALPHA (STL) | USDOI/USGS | Uranium-234, bed sediment, by alpha spectrometry (analysis by Severn-Trent Laboratory) |  | https://water.usgs.gov/XML/NWIS/4.10/ReferenceLists/MethodList.html | 3/13/2026 10:55:34 PM
100436 | THM02 | Temperature, water, liq-in-glass | USGS-OK | MethodDescriptionText |  |  | 7/19/2018 4:30:34 PM
100190 | THM04 | Temperature, air, thermistor | USGS-OK | MethodDescriptionText |  |  | 1/29/2018 9:18:22 AM
101242 | THM04 | URANIUM-234, SUS SED,ALPHA (STL) | USDOI/USGS | Uranium-234, suspended sediment, by alpha spectrometry (analysis by Severn-Trent Laboratory) |  | https://water.usgs.gov/XML/NWIS/4.10/ReferenceLists/MethodList.html | 3/13/2026 10:55:34 PM
101243 | THM05 | URANIUM-234, WF, ALPHA SPEC | USDOI/USGS | Uranium-234, Water, Filtered, by Alpha Spectrometry |  | https://water.usgs.gov/XML/NWIS/4.10/ReferenceLists/MethodList.html | 3/13/2026 10:55:34 PM
100195 | THM05 | Temperature, air, liq-in-glass | USGS-OK | MethodDescriptionText |  |  | 1/29/2018 9:18:24 AM
5220 | THODS FOR ECOLOGISTS | Ordination Methods for Ecologists ~ Ok St U ; Palmer, M. | OK ST U | Ordination Methods for Ecologists ~ Ok St U . Palmer, M. |  | https://www.nemi.gov/methods/sams_method_summary/11947/ | 9/7/2023 5:37:21 PM
100752 | TM1-D5 Data Collection | Data Collection Procedures for Optical Nitrate Sensors | USDOI/USGS |  |  |  | 10/20/2021 8:42:12 AM
100753 | TM1-D5 Data Processing | TM1-D5 Data Processing | USDOI/USGS |  |  |  | 10/4/2021 6:14:03 PM
100754 | TM1-D5 Instrument Deployment | TM1-D5 Instrument Deployment | USDOI/USGS |  |  |  | 10/4/2021 6:14:03 PM
100755 | TM1-D5 Maintenance and Field | TM1-D5 Maintenance and Field | USDOI/USGS |  |  |  | 10/4/2021 6:14:03 PM
100756 | TM1-D5 Sensor Selection | TM1-D5 Sensor Selection | USDOI/USGS |  |  |  | 10/4/2021 6:14:03 PM
2854 | TO-1 | Volatile Nonpolar Organics in Air | USEPA |  |  |  | 8/12/2006 11:50:00 PM
2855 | TO-10 | Organochlorine Pesticides in Air | USEPA |  |  |  | 8/12/2006 11:50:00 PM
2856 | TO-11 | Formaldehyde in Ambient Air | USEPA |  |  |  | 8/12/2006 11:50:00 PM
2857 | TO-12 | Non-Methane Organic in Ambient Air | USEPA |  |  |  | 8/12/2006 11:50:00 PM
2858 | TO-13 | Benzo(a)Pyrene and PAHs - Ambient Air | USEPA |  |  |  | 8/12/2006 11:50:00 PM
101342 | TO-13A | DETERMINATION OF TOXIC ORGANIC COMPOUNDS IN AMBIENT AIR | USEPA |  |  | https://www.epa.gov/sites/default/files/2019-11/documents/to-13arr.pdf | 3/13/2026 10:55:34 PM
2859 | TO-14 | Volatile Organics in Air by GC | USEPA |  |  |  | 8/12/2006 11:50:00 PM
101343 | TO-14A | DETERMINATION OF TOXIC ORGANIC COMPOUNDS IN AMBIENT AIR | USEPA |  |  | https://nepis.epa.gov/Exe/ZyPDF.cgi/P100Y8E8.PDF?Dockey=P100Y8E8.PDF | 3/13/2026 10:55:34 PM
2860 | TO-14B | TO-14B ~ Volatile Organics by Portable GC | USEPA |  |  |  | 6/26/2019 4:12:51 PM
100528 | TO-15 | TO-15 ~ Determination Of Volatile Organic Compounds In Air, Specially-PreparedCanisters(GC/MS) | USEPA |  |  |  | 4/29/2022 6:25:58 AM
100529 | TO-15-SIM | Determination of VOCs in Air Collected In Specially-Prepared Canisters and Analyzed by GC/MS Using SIM | USEPA | https://alphalab.com/index.php/to-15-method#:~:text=In%202009%2C%20EPA%20Method%20TO,magnitude%20drop%20in%20reporting%20limits |  |  | 8/19/2020 2:34:38 AM
100093 | TO-16 | Long-Path Open-Path Fourier Transform Infrared Monitoring of Atmospheric Gases | USEPA |  |  |  | 6/1/2016 7:25:03 AM
100094 | TO-17 | Determination of Volatile Organic Compounds in Ambient Air Using Active Sampling Onto Sorbent Tubes | USEPA |  |  |  | 6/1/2016 7:25:03 AM
2861 | TO-2 | Highly Volatile Nonpolar Organics | USEPA |  |  |  | 8/12/2006 11:50:00 PM
2862 | TO-3 | Volatile Nonpolar Organics in Air | USEPA |  |  |  | 8/12/2006 11:50:00 PM
2863 | TO-4 | O-C Pesticides and PCB - Ambient Air | USEPA |  |  |  | 8/12/2006 11:50:00 PM
2864 | TO-5 | Aldehydes and Ketones in Air | USEPA |  |  |  | 8/12/2006 11:50:00 PM
2865 | TO-6 | Phosgene Determination in Air | USEPA |  |  |  | 8/12/2006 11:50:00 PM
2866 | TO-7 | N-Nitrosodimethylamine in Air | USEPA |  |  |  | 8/12/2006 11:50:00 PM
2867 | TO-8 | Cresols and Phenols in Air by HPLC | USEPA |  |  |  | 8/12/2006 11:50:00 PM
2868 | TO-9 | Dioxin in Air by HRGC/HRMS | USEPA |  |  |  | 8/12/2006 11:50:00 PM
100906 | TO15***retired*** TO-15 | DO NOT USE***TO-15 ~ Determination of Volatile Organic Compounds in Air Collected In Specially-Prepared Canisters and Analyzed by GC/MS | USEPA | DO NOT USE ~ https://www3.epa.gov/ttn/amtic/files/ambient/airtox/to-15r.pdf | duplicate records |  | 11/18/2024 5:21:35 PM
5090 | TOXG | Toxoplasma gondii (ToxG) by Real-Time-PCR | USEPA | ToxG ~ EPA-OW . Toxoplasma gondii (ToxG) by Real-Time-PCR |  | https://www.nemi.gov/methods/method_summary/11013/ | 9/7/2023 5:37:21 PM
100893 | TS031 | Eureka Environmental Trimeter | USGS-OK |  |  |  | 2/18/2022 6:52:07 AM
100231 | TS085 | YSI model 6026, FNU | USGS-OK |  |  |  | 1/29/2018 9:18:35 AM
100241 | TS086 | YSI model 6026-4000, FNU | USGS-OK |  |  |  | 1/29/2018 9:19:06 AM
100193 | TS087 | YSI Environmental, sensor 6136 | USGS-OK |  |  |  | 1/29/2018 9:18:23 AM
100240 | TS098 | HACH, sensor model 2100 AN, R-On | USGS-OK |  |  |  | 1/29/2018 9:18:55 AM
101309 | TS098 | URANIUM-234, WU,ALPHA SPEC (STL) | USDOI/USGS | Uranium-234, water, unfiltered @ 0.1 pCi/L, by alpha spectrometry (analysis by Severn-Trent Laboratory) |  | https://water.usgs.gov/XML/NWIS/4.10/ReferenceLists/MethodList.html | 3/13/2026 10:55:34 PM
100426 | TS101 | HACH, sensor model 2100 P, NTRU | USGS-OK |  |  |  | 7/19/2018 4:02:25 PM
100891 | TS173 | Eureka Environmental 316 SS, FNU | USGS-OK |  |  |  | 2/18/2022 6:52:05 AM
100194 | TS213 | YSI EXO turbidity sensor, FNU | USGS-OK |  |  |  | 1/29/2018 9:18:23 AM
100892 | TS216 | In-Situ, AquaTroll, FNU | USGS-OK |  |  |  | 2/18/2022 6:52:07 AM
100347 | TT012 | Alkalinity, wf, field, fixed EP | USGS-OK |  |  |  | 3/16/2018 7:38:20 AM
100321 | TT013 | Alkalinity, wf, field, increment | USGS-OK |  |  |  | 3/16/2018 7:20:41 AM
101310 | TT013 | URANIUM-234, BS,ALPHA (EBERLINE) | USDOI/USGS | Uranium-234, bed sediment, by alpha spectrometry (analysis by Eberline Services) |  | https://water.usgs.gov/XML/NWIS/4.10/ReferenceLists/MethodList.html | 3/13/2026 10:55:34 PM
100348 | TT016 | Bicarbonate, wf, field, fixed EP | USGS-OK |  |  |  | 3/16/2018 7:38:20 AM
100250 | TT017 | Bicarbonate, wf, field, increm | USGS-OK |  |  |  | 1/29/2018 9:19:51 AM
101311 | TT017 | URANIUM-234, SS,ALPHA (EBERLINE) | USDOI/USGS | Uranium-234, suspended sediment, by alpha spectrometry (analysis by Eberline Services) |  | https://water.usgs.gov/XML/NWIS/4.10/ReferenceLists/MethodList.html | 3/13/2026 10:55:34 PM
100349 | TT018 | Carbonate, wf, field, fixed EP | USGS-OK |  |  |  | 3/16/2018 7:38:20 AM
100249 | TT019 | Carbonate, wf, field, increment | USGS-OK |  |  |  | 1/29/2018 9:19:51 AM
101312 | TT019 | URANIUM-234, WU,ALPHA (EBERLINE) | USDOI/USGS | Uranium-234, water, unfiltered, by alpha spectrometry (analysis by Eberline Services) |  | https://water.usgs.gov/XML/NWIS/4.10/ReferenceLists/MethodList.html | 3/13/2026 10:55:34 PM
101313 | TT023 | URANIUM-235, BED SED,ALPHA (STL) | USDOI/USGS | Uranium-235, bed sediment, by alpha spectrometry (analysis by Severn-Trent Laboratory) |  | https://water.usgs.gov/XML/NWIS/4.10/ReferenceLists/MethodList.html | 3/13/2026 10:55:34 PM
100325 | TT034 | ANC, wu, titration to pH 4.5 | USGS-OK |  |  |  | 3/16/2018 7:21:00 AM
100247 | TT040 | Alkalinity, titr. pH 4.5 (NWQL) | USGS-OK | MethodDescriptionText |  |  | 1/29/2018 9:19:14 AM
101314 | TT040 | URANIUM-235, SUS SED,ALPHA (STL) | USDOI/USGS | Uranium-235, suspended sediment, by alpha spectrometry (analysis by Severn-Trent Laboratory) |  | https://water.usgs.gov/XML/NWIS/4.10/ReferenceLists/MethodList.html | 3/13/2026 10:55:34 PM
101315 | TT057 | URANIUM-235, WF, ALPHA (NWQL) | USDOI/USGS | Uranium-235, water, filtered, by alpha spectrometry (analysis by NWQL) |  | https://water.usgs.gov/XML/NWIS/4.10/ReferenceLists/MethodList.html | 3/13/2026 10:55:34 PM
101316 | TT061 | URANIUM-235, WU,ALPHA SPEC (STL) | USDOI/USGS | Uranium-235, water, unfiltered @ 0.1 pCi/L, by alpha spectrometry (analysis by Severn-Trent Laboratory) |  | https://water.usgs.gov/XML/NWIS/4.10/ReferenceLists/MethodList.html | 3/13/2026 10:55:34 PM
100248 | TT061 | Alkalinity, IPT, Hach | USGS-OK | MethodDescriptionText |  |  | 1/29/2018 9:19:22 AM
100422 | TT063 | ANC, fixed EP, Hach | USGS-OK | MethodDescriptionText |  |  | 7/19/2018 3:58:51 PM
100211 | TT065 | ANC, IPT, Hach | USGS-OK | MethodDescriptionText |  |  | 1/29/2018 9:18:29 AM
4968 | TWRI (SUSP SED CONC) | Suspended-sediment concentration in water by filtration or evaporation | USDOI/USGS | TWRI BK 5 CH1 (Susp Sed Conc) ~ USGS . Suspended-sediment concentration in water by filtration or evaporation |  | https://www.nemi.gov/methods/method_summary/9836/ | 9/7/2023 5:37:20 PM
4969 | TWRI (SUSP SED FINE) | Suspended sediment particle size distribution in water by pipet and BW tube | USDOI/USGS | TWRI BK 5 CH1 (Susp Sed Fine) ~ USGS . Suspended sediment particle size distribution in water by pipet and BW tube |  | https://www.nemi.gov/methods/method_summary/9840/ | 9/7/2023 5:37:20 PM
4970 | TWRI (SUSP SED SAND) | Suspended sediment particle size distribution in water by sieve and VA tube analysis | USDOI/USGS | TWRI BK 5 CH1 (Susp Sed Sand) ~ USGS . Suspended sediment particle size distribution in water by sieve and VA tube analysis |  | https://www.nemi.gov/methods/method_summary/9839/ | 9/7/2023 5:37:20 PM
100757 | TWRI BK 9 CH A5.6.4.A | Arsenic Speciation in Water Sample Processing | USDOI/USGS |  |  |  | 10/20/2021 8:42:12 AM
100758 | TWRI BK 9 CH A5.6.4.B | Low-level Mercury in Water Sample Processing | USDOI/USGS |  |  |  | 10/20/2021 8:42:12 AM
100090 | TWRI Book 9 | Techniques of Water-Resources Investigations Reports | USDOI/USGS |  |  |  | 6/1/2016 7:25:03 AM
2869 | U-01 | U-01 ~ Uranium-232 Tracer Solution | USEPA |  |  |  | 6/26/2019 4:12:51 PM
1278 | U-01(ASP) | U-01 ASP ~ Uranium in Urine | USDOE/EML |  |  |  | 6/26/2019 4:12:47 PM
1279 | U-01(F) | U-01 F ~ Uranium in Urine | USDOE/EML |  |  |  | 6/26/2019 4:12:47 PM
1280 | U-02 | Isotopic Uranium | USDOE/EML | https://www.nemi.gov/methods/method_summary/4853/ |  |  | 7/6/2021 4:15:51 PM
4747 | U-02-RC | U-02 RC ~ Isotopic Uranium in Biological and Environmental Materials | USDOE/EML | U-02-RC ~ DOE EML . Isotopic Uranium in Biological and Environmental Materials |  | https://www.nemi.gov/methods/method_summary/4853/ | 9/7/2023 5:37:20 PM
1281 | U-03 | Isotopic Uranium | USDOE/EML |  |  |  | 8/12/2006 11:50:00 PM
1282 | U-04 | Uranium | USDOE/EML |  |  |  | 8/12/2006 11:50:00 PM
100263 | UADVM | Velocity, Upward looking ADVM | USGS-OK |  |  |  | 1/29/2018 9:21:21 AM
4971 | UII | Urban Intensity Index (UII) | USDOI/USGS | Urban Intensity Index (UII) ~ USGS NAWQA . McMahon, G. and Cuffney, T.F |  | https://www.nemi.gov/methods/sams_method_summary/11934/ | 9/7/2023 5:37:20 PM
100269 | Unknown | Unknown | NARS_WQX | Unknown |  |  | 2/26/2018 3:53:47 PM
100437 | Unknown | Unknown | OKCONCOM_WQX | Unknown |  |  | 7/23/2018 9:35:25 AM
100185 | Unknown | Unknown | USGS-OK | Unknown |  |  | 1/29/2018 9:17:47 AM
5097 | USDA HWQ1 | Cumulative Uncertainty in Discharge and Water Quality Data | USDA | USDA HWQ1 ~ USDA-ARS . Cumulative Uncertainty in Discharge and Water Quality Data |  | https://www.nemi.gov/methods/method_summary/9509/ | 9/7/2023 5:37:21 PM
5098 | USDA HWQ2 | Discharge and Water Quality Data Collection on Small Watersheds | USDA | USDA HWQ2 ~ USDA-ARS . Discharge and Water Quality Data Collection on Small Watersheds |  | https://www.nemi.gov/methods/method_summary/9503/ | 9/7/2023 5:37:21 PM
5099 | USDA HWQ3 | Automated Storm Water Sampling | USDA | USDA HWQ3 ~ USDA-ARS . Automated Storm Water Sampling |  | https://www.nemi.gov/methods/method_summary/9510/ | 9/7/2023 5:37:21 PM
5100 | USDA HWQ4 | Estimating Uncertainty in Measured Discharge and Water Quality Data | USDA | USDA HWQ4 ~ USDA-ARS . Estimating Uncertainty in Measured Discharge and Water Quality Data |  | https://www.nemi.gov/methods/method_summary/10995/ | 9/7/2023 5:37:21 PM
100913 | UV002 | UV Absorb, 280 nm, Supor (annon) | USGS-OK |  |  |  | 9/6/2022 8:03:50 AM
101317 | UV002 | URANIUM-235, BS,ALPHA (EBERLINE) | USDOI/USGS | Uranium-235, bed sediment, by alpha spectrometry (analysis by Eberline Services) |  | https://water.usgs.gov/XML/NWIS/4.10/ReferenceLists/MethodList.html | 3/13/2026 10:55:34 PM
101413 | UV006 | UV Absorbers, 254nm, SuporFilter | USDOI/USGS | UV Absorbing Organic Constituents - 254 nm, Filtered, Supor Filter |  |  | 4/18/2026 4:06:50 AM
100258 | UV006 | UV Absorb, 254 nm, Supor (NWQL) | USGS-OK | MethodDescriptionText |  |  | 1/29/2018 9:20:00 AM
100191 | V-EST | Stream velocity, estimated | USGS-OK | MethodDescriptionText |  |  | 1/29/2018 9:18:22 AM
2870 | VA-001-1 | VOCs in Air by GC of Sorbent Tubes | USEPA |  |  |  | 8/12/2006 11:50:00 PM
2871 | VA-002-1 | Halogenated VOCs in Air by GC/ELCD | USEPA |  |  |  | 8/12/2006 11:50:00 PM
2872 | VA-003-1 | VOCs in Air by Portable GC/PID | USEPA |  |  |  | 8/12/2006 11:50:00 PM
2873 | VA-004-1 | Halogenated VOCs in Air by Direct GC/EC | USEPA |  |  |  | 8/12/2006 11:50:00 PM
2874 | VA-005-1 | VOCs in Air by Purge and Trap GC | USEPA |  |  |  | 8/12/2006 11:50:00 PM
2875 | VA-006-1 | VOCs in Ambient Air by Portable GC/PID | USEPA |  |  |  | 8/12/2006 11:50:00 PM
2876 | VA-007-1 | VOCs in Ambient Air by Direct GC/PID | USEPA |  |  |  | 8/12/2006 11:50:00 PM
2877 | VA-008-1 | VOCs in Air by Automated Portable GC | USEPA |  |  |  | 8/12/2006 11:50:00 PM
100192 | VADCP | Stream velocity, ADCP | USGS-OK | MethodDescriptionText |  |  | 1/29/2018 9:18:22 AM
100261 | VADV | Stream velocity, ADV | USGS-OK |  |  |  | 1/29/2018 9:21:20 AM
100330 | VELC | Velocity,Electromagnetic Vel Mtr | USGS-OK |  |  |  | 3/16/2018 7:24:16 AM
2878 | VG-001-1 | VOCs in Soil Gas by Adsorbent Tube | USEPA |  |  |  | 8/12/2006 11:50:00 PM
2879 | VG-002-1 | Halogenated VOCs in Soil Gas by GC/ELCD | USEPA |  |  |  | 8/12/2006 11:50:00 PM
2880 | VG-003-1 | Halogenated VOCs in Soil Gas by GC/EC | USEPA |  |  |  | 8/12/2006 11:50:00 PM
2881 | VG-004-1 | Halogenated VOCs in Soil Gas by GC/ECD | USEPA |  |  |  | 8/12/2006 11:50:00 PM
2882 | VG-005-1 | Halogenated VOCs in Soil Gas by GC/PID | USEPA |  |  |  | 8/12/2006 11:50:00 PM
2883 | VG-006-1 | VOCs in Soil Gas by Purge and Trap GC | USEPA |  |  |  | 8/12/2006 11:50:00 PM
2884 | VG-007-1 | VOCs in Air by Thermal Desorption GC | USEPA |  |  |  | 8/12/2006 11:50:00 PM
2885 | VG-008-1 | VOCs in Soil Gas by GC of Sorbent Tubes | USEPA |  |  |  | 8/12/2006 11:50:00 PM
2886 | VG-009-1 | VOCs in Soil Gas by Direct GC/PID | USEPA |  |  |  | 8/12/2006 11:50:00 PM
2887 | VG-010-1(ECD) | VG-010-1 ECD ~ VOCs in Soil Gas by Portable GC | USEPA |  |  |  | 6/26/2019 4:12:51 PM
2888 | VG-010-1(PID) | VG-010-1 PID ~ VOCs in Soil Gas by Portable GC | USEPA |  |  |  | 6/26/2019 4:12:51 PM
2889 | VG-011-1 | VOCs in Gas by Purge and Trap GC/ELCD/PID | USEPA |  |  |  | 8/12/2006 11:50:00 PM
100320 | VIPAA | Velocity, Polymer Cup AA Meter | USGS-OK |  |  |  | 3/16/2018 7:20:28 AM
2890 | VS-001-1 | VOCs in Soil by Purge and Trap GC | USEPA |  |  |  | 8/12/2006 11:50:00 PM
2891 | VS-002-1 | VOCs in Soil by Automated Headspace GC | USEPA |  |  |  | 8/12/2006 11:50:00 PM
2892 | VS-003-1 | VOCs in Soil by GC/ECD of Extract | USEPA |  |  |  | 8/12/2006 11:50:00 PM
2893 | VS-004-1 | VOCs in Soil by GC/FID of CS2 Extracts | USEPA |  |  |  | 8/12/2006 11:50:00 PM
2894 | VS-005-1 | VOCs in Soil by Headspace GC/PID | USEPA |  |  |  | 8/12/2006 11:50:00 PM
2895 | VS-006-1 | VOCs in Water/Soil by Purge and Trap GC | USEPA |  |  |  | 8/12/2006 11:50:00 PM
2896 | VW-001-1 | VOCs in Water by Purge and Trap GC | USEPA |  |  |  | 8/12/2006 11:50:00 PM
2897 | VW-002-1 | VOCs in Water by Automated Headspace GC | USEPA |  |  |  | 8/12/2006 11:50:00 PM
2898 | VW-003-1 | VOCs in Water by Automated Headspace GC | USEPA |  |  |  | 8/12/2006 11:50:00 PM
2899 | VW-004-1 | VOCs in Water by Manual Headspace GC | USEPA |  |  |  | 8/12/2006 11:50:00 PM
2900 | VW-005-1 | VOCs in Water by GC/ECD of Extracts | USEPA |  |  |  | 8/12/2006 11:50:00 PM
2901 | VW-006-1 | VOCs in Water by GC/FID of CS2 Extracts | USEPA |  |  |  | 8/12/2006 11:50:00 PM
2902 | VW-007-1 | VOCs in Water by Headspace GC/PID | USEPA |  |  |  | 8/12/2006 11:50:00 PM
2903 | VW-008-1 | VOCs in Water by Purge and Trap GC | USEPA |  |  |  | 8/12/2006 11:50:00 PM
2904 | VW-010-1(S) | VW-010-1 S ~ VOCs in Water/Soil by Headspace GC/PID | USEPA | in Water/Sediment |  |  | 6/26/2019 4:12:51 PM
2905 | VW-010-1(W) | VW-010-1 W ~ VOCs in Water/Soil by Headspace GC/PID | USEPA | in Water |  |  | 6/26/2019 4:12:51 PM
2906 | VW-011-1 | VOCs in Water/Soil by Purge and Trap GC | USEPA |  |  |  | 8/12/2006 11:50:00 PM
2907 | VW-012-1 | VOCs in Water/Soil by Purge and Trap GC | USEPA |  |  |  | 8/12/2006 11:50:00 PM
2908 | VW-013-1 | VOCs in Water/Soil by Headspace GC/FID | USEPA |  |  |  | 8/12/2006 11:50:00 PM
2909 | VW-014-1 | VOCs in Water by Purge and Trap GC | USEPA |  |  |  | 8/12/2006 11:50:00 PM
101396 | Walkley-Black | Dichromate oxidation method | USEPA | Appropriate for determining the low concentrations of organic carbon expected in subsurface soils. |  | https://semspub.epa.gov/work/05/424375.pdf | 3/26/2026 8:24:16 AM
4972 | WARP | Watershed Regressions for Pesticides (WARP) | USDOI/USGS | Watershed Regressions for Pesticides (WARP) ~ USGS NAWQA . US Geological Survey |  | https://www.nemi.gov/methods/sams_method_summary/11962/ | 9/7/2023 5:37:20 PM
100140 | Water Level - ETape | Water Level Electric Tape | OWRB-GMAP | GMAP Water level method using electric tape. |  |  | 1/12/2017 11:28:36 PM
100146 | Water Level - other | Water Level - other | OWRB-GMAP | Water level from another source. |  |  | 2/16/2017 12:08:50 PM
100147 | Water Level - R | Water Level - Recorder | OWRB-GMAP | GMAP Water level method using continuous recorder. |  |  | 2/16/2017 12:08:50 PM
100141 | Water Level - STape | Water Level Steel Tape | OWRB-GMAP | GMAP Water level method using steel tape. |  |  | 1/12/2017 11:27:19 PM
100912 | Water Level-BlackETape | Water Level- Black Electric Tape | OWRB-GMAP | GMAP Water Level method using black electric tape |  |  | 8/22/2022 1:42:20 PM
101256 | WHT03 | URANIUM-235, SS,ALPHA (EBERLINE) | USDOI/USGS | Uranium-235, suspended sediment, by alpha spectrometry (analysis by Eberline Services) |  | https://water.usgs.gov/XML/NWIS/4.10/ReferenceLists/MethodList.html | 3/13/2026 10:55:34 PM
100226 | WHT03 | Specific cond, lab, autom bridge | USGS-OK | MethodDescriptionText |  |  | 1/29/2018 9:18:30 AM
5228 | WI DNR BMI KICK | Guidelines for Collecting Macroinvertebrate Samples from Wadable Streams in Wisconsin | WDNR FISH HABITAT | WI DNR BMI Kick ~ WDNR Fish Habitat . Guidelines for Collecting Macroinvertebrate Samples from Wadable Streams in Wisconsin |  | https://www.nemi.gov/methods/method_summary/9504/ | 9/7/2023 5:37:21 PM
100978 | Wire-weight | Stream Stage by Wire Weight | OKWRB-STREAMS_WQX | Stream stream measured by wire weight |  |  | 5/31/2023 2:24:03 PM
101151 | WRS 73A.5 | Ash Free Dry Mass Determination | OKWRB-STREAMS_WQX | NRSA Procedure for the Determination of Ash Free Dry Mass |  |  | 1/16/2025 10:38:12 AM
4973 | WRTDS | Weighted Regressions on Time, Discharge, and Season (WRTDS), with an Application to Chesapeake Bay River Inputs | USDOI/USGS | Weighted Regressions on Time, Discharge, and Season (WRTDS), with an Application to Chesapeake Bay River Inputs ~ USGS . Hirsch, R.M., Moyer, D.L., and Archfield, S.A |  | https://www.nemi.gov/methods/sams_method_summary/11929/ | 9/7/2023 5:37:20 PM
100229 | WWG | Gage height, wire weight gage | USGS-OK | MethodDescriptionText |  |  | 1/29/2018 9:18:34 AM
2910 | X_89_176(N) | X_89_176 N ~ Chlorinated Herbicides by LC/MS | USEPA |  |  |  | 6/26/2019 4:12:51 PM
2911 | X_89_176(P) | X_89_176 P ~ Chlorinated Herbicides by LC/MS | USEPA |  |  |  | 6/26/2019 4:12:51 PM
2912 | XENO | Xenobiotic Contaminants in Fish | USEPA |  |  |  | 8/12/2006 11:50:00 PM